## Documention
Purpose
This Spreadsheet is designed to automatically filter eGrid Data to generate GAMS include files that are compatible with the Advanced Power Family of Models
Use (using existing data. See below for updating instructions):
1) Adjust the filters on the Gen Master tab
2) Follow the instructions at the top of the Gen Sort Tab
3) For separate generator data: Copy and paste from the Gen Sep Export tab
4) For clusters, follow the instructions on the Gen Cluster Tab & export from there (possibly multiple times for different clustering arrangements
5) (Later) fuel & typical gen params
To add/update Data
This data was adapted from ERCOT2007 Unit Summary.xls SVN v571. By: 1. making the data more static by pasting the "Raw eGrid" columns on "Gen Master" (AO:BA) as values 2. pasting the "In plant list" column (Z) on "Gen Master" as values 3. removing the raw eGrid input tabs (and the Adam sort tabs)

## Gen Master
Master Generator List and Filter Entry | [5 empty] | Number of Table Errors (see last row) | 0
Warning: Do not reorder the data in the table!
|  |  | Generator Level Data |  |  |  | eGrid Plant Level Data (2007)
| Filters | Enter Filter Value Here | Capacity (GW) | capacity difference | Generator Count | # Difference | Energy (GWh) | %Energy eliminated
| eGrid Data | [9 empty] | Capacity (GW) | # units
| All Gens in eGrid Gen List | - | 132.1865 | 704.2% | 886 | 571 |  |  |  | Non-retired | 92.5 | 672
| eGrid Plant Level Sum | - | #REF! |  | #REF! |  | #REF! | Baseline |  | CHP | 15 | 204
| Match to eGrid Plant List (Gen level sum) | - | 93.8942 | 471.3% | 679 | 364 | Same as above |  |  | Hydro | 0.5 | 41
| Adjustments | [8 empty] | Minor Fuel | 0.1 | 72
| Manual Additions |  | 0.1051 |  | 1 |  |  |  |  | <50MW | 1 | 56
| Manual Removal |  | -74.3528 |  | -257 |  |  |  |  | sub-total | 75.9 | 299
| Combinations |  | 20.818 |  | 37 |  |  |  |  | Wind aggregation |  | 29
| Replaced by Combination |  | -24.0285 |  | -145 |  |  |  |  | CCGT combo |  | 79
| Insert Spacer | [10 empty] | 191
| Baseline Sub Total (eGrid + Adjustments) |  | 16.436 | 0% | 315 | 0
| Allow Combinations (all types) | TRUE | 90.7888 | 452.4% | 572 | 257 | Not availible
| Combine CCGTs | TRUE |  |  |  | 36 | Not availible
| Combine Wind | TRUE |  |  |  | 1 | Not availible
| Minor Fuel System Capacity Threshold (GW) | 0.25 | 89.9867 | 447.5% | 471 | 156 | #REF! | #REF! |  | 82.2885 | 16952.5 | 379 | 294
| Nameplate Minimum (GW) | 0.05 | 87.9087 | 434.9% | 320 | 5 | #REF! | #REF! |  |  | -16870.2115 |  | 85
| Oldest First year of operation (enter year) | 0 | 90.7888 | 452.4% | 572 | 257 | Not availible
| Status Code (ALL or comma separated list) | OP,V,OS,SB,TS | 89.4957 | 444.5% | 566 | 251 | Not availible
| Include Combined Heat & Power | FALSE | 75.4831 | 359.3% | 368 | 53 | #REF! | #REF!
| Include Hydro (Fuel = water) | FALSE | 90.2706 | 449.2% | 531 | 216 | #REF! | #REF!
| Include Bad Data | FALSE | 90.7854 | 452.4% | 571 | 256 | Not availible
| Net Total | - | 7.2072 | -56.15% | 21 | -294 | Not availible | (Non-additive)
Warning: Do not reorder the data in the table!
Raw eGrid Information
|  | Generator Data (Highlight Manual corrections with yellow fill & add comment) | [22 empty] | Filter information | [13 empty] | Data Lookup Offset(s) |  | PNAME | GENID | ORISPL | SEQGEN07 | PSTATABB | FUELG1 | GENYRONL | NAMEPCAP | PRMVR | GENSTAT | CHPFLAG | PLHTRT | NUMGEN
# | Generator Unit Name (Plant & unit ID) | Capacity (GW) | Fuel (Name from Fuels tab) | Prime Mover Type | Type Code | eGrid Heatrate for PLANT (not gen specific) MMBTU/MWh | Year On-line | Status | Combined Heat & Power | Data Source | eGrid Fuel Code | eGrid Prime Mover Code | Heatrate times Capacity for weighted averages | Bad Data | Manual Addition | Manual Removal | Manual Adjust Note | Replaced by Combination | Is Combination | Combo Type | Mixed Plant? | Plant Name for by Plant clusters | # Units in Plant | Insert Spacer #1 | In Plant List (for eGrid Data) | Fuel in use | Cap over threshold | New Enough (year later than or equal to threshold) | Meets Status Filter (character # if found) | Meets CHP Filter | Meets Hydro Filter | Data Seems OK (not Bad Data) | Not Manually Removed | All Combo Filter | CCGT Combo Filter | Wind Combo Filter | Insert Spacer | Enabled? | eGrid |  | eGrid Plant | eGrid Unit | DOE/EIA ORIS plant or facility code | eGrid Gen sequence # | State | Primary Fuel Type (eGrid names) | Generator on-line date | Generator Name plate capacity (MW) | Generator Prime Mover type | Generator Status | PLANT Combined Heat & Power Flag | PLANT Net Heatrate (generator data not reported) | PLANT number of generators per plant | Insert Spacer
1 | wind | 0.5 | wind |  | wind | 1 | 2007 | OP | N | Combo | WND | CC | 0.5 | [5 empty] | Y | WIND |  | wind |  |  | TRUE | TRUE | TRUE | TRUE | 1 | TRUE | TRUE | TRUE | TRUE | TRUE | TRUE | TRUE |  | TRUE | -8 | [11 empty] | #N/A | #N/A | #N/A
2 | AES_Deepwater_GEN1 | 0.184 | oil_coke | st | oil_coke_st | 11.9545 | 1986 | OP | Y | eGrid | PC | ST | 2.1996 | [7 empty] | N | AES Deepwater | 1 |  | TRUE | FALSE | TRUE | TRUE | 1 | FALSE | TRUE | TRUE | TRUE | TRUE | TRUE | TRUE |  | FALSE | 1 |  | AES Deepwater | GEN1 | 10670 | 13996 | TX | PC | 1986 | 184 | ST | OP | 1 | 11954.5279 | 1
3 | Abbott_TP_3_1 | 0.0014 | water |  | water | 1 | 1927 | OP | N | eGrid | WAT | HY | 0.0014 | [7 empty] | N | Abbott_TP_3 | 2 |  | TRUE | TRUE | FALSE | TRUE | 1 | TRUE | FALSE | TRUE | TRUE | TRUE | TRUE | TRUE |  | FALSE | 2 |  | Abbott TP 3 | 1 | 3581 | 13993 | TX | WAT | 1927 | 1.4 | HY | OP | 0 | N/A | 2
4 | Abbott_TP_3_2 | 0.0014 | water |  | water | 1 | 1927 | OP | N | eGrid | WAT | HY | 0.0014 | [7 empty] | N | Abbott_TP_3 | 2 |  | TRUE | TRUE | FALSE | TRUE | 1 | TRUE | FALSE | TRUE | TRUE | TRUE | TRUE | TRUE |  | FALSE | 3 |  | Abbott TP 3 | 2 | 3581 | 13994 | TX | WAT | 1927 | 1.4 | HY | OP | 0 | N/A | 2
5 | Aeolus_Wind_Facility_V90 | 0.003 | wind |  | wind | 1 | 2003 | OP | ? | eGrid | WND | WT | 0.003 | [7 empty] | N | Aeolus Wind Facility | Plant unknown |  | FALSE | TRUE | FALSE | TRUE | 1 | FALSE | TRUE | TRUE | TRUE | TRUE | TRUE | TRUE |  | FALSE | 4 |  | Aeolus Wind Facility | V90 | 56225 | 13995 | TX | WND | 2003 | 3 | WT | OP | Plant unknown | Plant unknown | Plant unknown
6 | Air_Products_Port_Arthur_GEN3 | 0.0205 | waste | cc_st_part | waste_cc_st_part | 1 | 2006 | OP | ? | eGrid | OG | CA | 0.0205 | [7 empty] | Y | Air Products Port Arthur | Plant unknown |  | FALSE | FALSE | FALSE | TRUE | 1 | FALSE | TRUE | TRUE | TRUE | TRUE | TRUE | TRUE |  | FALSE | 5 |  | Air Products Port Arthur | GEN3 | 55309 | 13999 | TX | OG | 2006 | 20.5 | CA | OP | Plant unknown | Plant unknown | Plant unknown
7 | Air_Products_Port_Arthur_GEN4 | 0.0782 | ng | cc_ct_part | ng_cc_ct_part | 1 | 2006 | OP | ? | eGrid | NG | CT | 0.0782 | [7 empty] | Y | Air Products Port Arthur | Plant unknown |  | FALSE | TRUE | TRUE | TRUE | 1 | FALSE | TRUE | TRUE | TRUE | TRUE | TRUE | TRUE |  | FALSE | 6 |  | Air Products Port Arthur | GEN4 | 55309 | 14000 | TX | NG | 2006 | 78.2 | CT | OP | Plant unknown | Plant unknown | Plant unknown
8 | Air_Products_Port_Arthur_GEN2 | 0.003 | waste | cc_st_part | waste_cc_st_part | 1 | 2000 | OP | ? | eGrid | OG | CA | 0.003 | [7 empty] | Y | Air Products Port Arthur | Plant unknown |  | FALSE | FALSE | FALSE | TRUE | 1 | FALSE | TRUE | TRUE | TRUE | TRUE | TRUE | TRUE |  | FALSE | 7 |  | Air Products Port Arthur | GEN2 | 55309 | 13998 | TX | OG | 2000 | 3 | CA | OP | Plant unknown | Plant unknown | Plant unknown
9 | Air_Products_Port_Arthur_GEN1 | 0.0376 | ng | cc_ct_part | ng_cc_ct_part | 1 | 2000 | OP | ? | eGrid | NG | CT | 0.0376 | [7 empty] | Y | Air Products Port Arthur | Plant unknown |  | FALSE | TRUE | FALSE | TRUE | 1 | FALSE | TRUE | TRUE | TRUE | TRUE | TRUE | TRUE |  | FALSE | 8 |  | Air Products Port Arthur | GEN1 | 55309 | 13997 | TX | NG | 2000 | 37.6 | CT | OP | Plant unknown | Plant unknown | Plant unknown
10 | Altura_CoGen_LLC_GEN7 | 0.0899 | ng | cc_ct_part | ng_cc_ct_part | 10.6674 | 1995 | OP | Y | eGrid | NG | CT | 0.959 | [7 empty] | Y | Altura CoGen LLC | 7 |  | TRUE | TRUE | TRUE | TRUE | 1 | FALSE | TRUE | TRUE | TRUE | TRUE | TRUE | TRUE |  | FALSE | 9 |  | Altura CoGen LLC | GEN7 | 50815 | 14007 | TX | NG | 1995 | 89.9 | CT | OP | 1 | 10667.363 | 7
11 | Altura_CoGen_LLC_GEN4 | 0.0849 | ng | cc_ct_part | ng_cc_ct_part | 10.6674 | 1986 | OP | Y | eGrid | NG | CT | 0.90566 | [7 empty] | Y | Altura CoGen LLC | 7 |  | TRUE | TRUE | TRUE | TRUE | 1 | FALSE | TRUE | TRUE | TRUE | TRUE | TRUE | TRUE |  | FALSE | 10 |  | Altura CoGen LLC | GEN4 | 50815 | 14004 | TX | NG | 1986 | 84.9 | CT | OP | 1 | 10667.363 | 7
12 | Altura_CoGen_LLC_GEN5 | 0.0849 | ng | cc_ct_part | ng_cc_ct_part | 10.6674 | 1986 | OP | Y | eGrid | NG | CT | 0.90566 | [7 empty] | Y | Altura CoGen LLC | 7 |  | TRUE | TRUE | TRUE | TRUE | 1 | FALSE | TRUE | TRUE | TRUE | TRUE | TRUE | TRUE |  | FALSE | 11 |  | Altura CoGen LLC | GEN5 | 50815 | 14005 | TX | NG | 1986 | 84.9 | CT | OP | 1 | 10667.363 | 7
13 | Altura_CoGen_LLC_GEN6 | 0.1292 | ng | cc_st_part | ng_cc_st_part | 10.6674 | 1986 | OP | Y | eGrid | NG | CA | 1.3782 | [7 empty] | Y | Altura CoGen LLC | 7 |  | TRUE | TRUE | TRUE | TRUE | 1 | FALSE | TRUE | TRUE | TRUE | TRUE | TRUE | TRUE |  | FALSE | 12 |  | Altura CoGen LLC | GEN6 | 50815 | 14006 | TX | NG | 1986 | 129.2 | CA | OP | 1 | 10667.363 | 7
14 | Altura_CoGen_LLC_GEN1 | 0.0849 | ng | cc_ct_part | ng_cc_ct_part | 10.6674 | 1985 | OP | Y | eGrid | NG | CT | 0.90566 | [7 empty] | Y | Altura CoGen LLC | 7 |  | TRUE | TRUE | TRUE | TRUE | 1 | FALSE | TRUE | TRUE | TRUE | TRUE | TRUE | TRUE |  | FALSE | 13 |  | Altura CoGen LLC | GEN1 | 50815 | 14001 | TX | NG | 1985 | 84.9 | CT | OP | 1 | 10667.363 | 7
15 | Altura_CoGen_LLC_GEN2 | 0.0849 | ng | cc_ct_part | ng_cc_ct_part | 10.6674 | 1985 | OP | Y | eGrid | NG | CT | 0.90566 | [7 empty] | Y | Altura CoGen LLC | 7 |  | TRUE | TRUE | TRUE | TRUE | 1 | FALSE | TRUE | TRUE | TRUE | TRUE | TRUE | TRUE |  | FALSE | 14 |  | Altura CoGen LLC | GEN2 | 50815 | 14002 | TX | NG | 1985 | 84.9 | CT | OP | 1 | 10667.363 | 7
16 | Altura_CoGen_LLC_GEN3 | 0.0849 | ng | cc_ct_part | ng_cc_ct_part | 10.6674 | 1985 | OP | Y | eGrid | NG | CT | 0.90566 | [7 empty] | Y | Altura CoGen LLC | 7 |  | TRUE | TRUE | TRUE | TRUE | 1 | FALSE | TRUE | TRUE | TRUE | TRUE | TRUE | TRUE |  | FALSE | 15 |  | Altura CoGen LLC | GEN3 | 50815 | 14003 | TX | NG | 1985 | 84.9 | CT | OP | 1 | 10667.363 | 7
17 | Amistad_Dam_and_Power_1 | 0.033 | water |  | water | 1 | 1983 | OP | N | eGrid | WAT | HY | 0.033 | [7 empty] | N | Amistad_Dam_and_Power | 2 |  | TRUE | TRUE | FALSE | TRUE | 1 | TRUE | FALSE | TRUE | TRUE | TRUE | TRUE | TRUE |  | FALSE | 16 |  | Amistad Dam & Power | 1 | 6128 | 14008 | TX | WAT | 1983 | 33 | HY | OP | 0 | N/A | 2
18 | Amistad_Dam_and_Power_2 | 0.033 | water |  | water | 1 | 1983 | OP | N | eGrid | WAT | HY | 0.033 | [7 empty] | N | Amistad_Dam_and_Power | 2 |  | TRUE | TRUE | FALSE | TRUE | 1 | TRUE | FALSE | TRUE | TRUE | TRUE | TRUE | TRUE |  | FALSE | 17 |  | Amistad Dam & Power | 2 | 6128 | 14009 | TX | WAT | 1983 | 33 | HY | OP | 0 | N/A | 2
19 | Arthur_Von_Rosenberg_Combined | 0.55 | ng | cc | ng_cc | 7.4991 | 2000 | OP | N | Combo | NG | CC | 4.1245 | [5 empty] | Y | CCGT |  | Arthur_Von_Rosenberg | 1 |  | TRUE | TRUE | TRUE | TRUE | 1 | TRUE | TRUE | TRUE | TRUE | TRUE | TRUE | TRUE |  | TRUE | 17 | [11 empty] | #N/A | #N/A | #N/A
20 | Arthur_Von_Rosenberg_1 | 0.175 | ng | cc_ct_part | ng_cc_ct_part | 7.4991 | 2000 | OP | N | eGrid | NG | CT | 1.3123 |  |  |  |  | Y |  | CCGT | Y | Arthur_Von_Rosenberg | 3 |  | TRUE | TRUE | TRUE | TRUE | 1 | TRUE | TRUE | TRUE | TRUE | FALSE | FALSE | TRUE |  | FALSE | 18 |  | Arthur Von Rosenberg | 1 | 7512 | 14010 | TX | NG | 2000 | 175 | CT | OP | 0 | 7499.132 | 3
21 | Arthur_Von_Rosenberg_2 | 0.175 | ng | cc_ct_part | ng_cc_ct_part | 7.4991 | 2000 | OP | N | eGrid | NG | CT | 1.3123 |  |  |  |  | Y |  | CCGT | Y | Arthur_Von_Rosenberg | 3 |  | TRUE | TRUE | TRUE | TRUE | 1 | TRUE | TRUE | TRUE | TRUE | FALSE | FALSE | TRUE |  | FALSE | 19 |  | Arthur Von Rosenberg | 2 | 7512 | 14011 | TX | NG | 2000 | 175 | CT | OP | 0 | 7499.132 | 3
22 | Arthur_Von_Rosenberg_3 | 0.2 | ng | cc_st_part | ng_cc_st_part | 7.4991 | 2000 | OP | N | eGrid | NG | CA | 1.4998 |  |  |  |  | Y |  | CCGT | Y | Arthur_Von_Rosenberg | 3 |  | TRUE | TRUE | TRUE | TRUE | 1 | TRUE | TRUE | TRUE | TRUE | FALSE | FALSE | TRUE |  | FALSE | 20 |  | Arthur Von Rosenberg | 3 | 7512 | 14012 | TX | NG | 2000 | 200 | CA | OP | 0 | 7499.132 | 3
23 | Barney_M_Davis_2 | 0.351 | ng | st | ng_st | 11.4155 | 1976 | OP | N | eGrid | NG | ST | 4.0068 |  |  | Y |  |  |  |  | N | Barney_M_Davis | 2 |  | TRUE | TRUE | TRUE | TRUE | 1 | TRUE | TRUE | TRUE | FALSE | TRUE | TRUE | TRUE |  | FALSE | 21 |  | Barney M Davis | 2 | 4939 | 14026 | TX | NG | 1976 | 351 | ST | OP | 0 | 11415.4848 | 2
24 | Atascosita_GEN1 | 0.0013 | waste | ic | waste_ic | 11.3522 | 2003 | OP | N | eGrid | LFG | IC | 0.014758 | [7 empty] | N | Atascosita | 6 |  | TRUE | FALSE | FALSE | TRUE | 1 | TRUE | TRUE | TRUE | TRUE | TRUE | TRUE | TRUE |  | FALSE | 22 |  | Atascosita | GEN1 | 55526 | 14013 | TX | LFG | 2003 | 1.3 | IC | OP | 0 | 11352.2225 | 6
25 | Atascosita_GEN2 | 0.0013 | waste | ic | waste_ic | 11.3522 | 2003 | OP | N | eGrid | LFG | IC | 0.014758 | [7 empty] | N | Atascosita | 6 |  | TRUE | FALSE | FALSE | TRUE | 1 | TRUE | TRUE | TRUE | TRUE | TRUE | TRUE | TRUE |  | FALSE | 23 |  | Atascosita | GEN2 | 55526 | 14014 | TX | LFG | 2003 | 1.3 | IC | OP | 0 | 11352.2225 | 6
26 | Atascosita_GEN3 | 0.0013 | waste | ic | waste_ic | 11.3522 | 2003 | OP | N | eGrid | LFG | IC | 0.014758 | [7 empty] | N | Atascosita | 6 |  | TRUE | FALSE | FALSE | TRUE | 1 | TRUE | TRUE | TRUE | TRUE | TRUE | TRUE | TRUE |  | FALSE | 24 |  | Atascosita | GEN3 | 55526 | 14015 | TX | LFG | 2003 | 1.3 | IC | OP | 0 | 11352.2225 | 6
27 | Atascosita_GEN4 | 0.0013 | waste | ic | waste_ic | 11.3522 | 2003 | OP | N | eGrid | LFG | IC | 0.014758 | [7 empty] | N | Atascosita | 6 |  | TRUE | FALSE | FALSE | TRUE | 1 | TRUE | TRUE | TRUE | TRUE | TRUE | TRUE | TRUE |  | FALSE | 25 |  | Atascosita | GEN4 | 55526 | 14016 | TX | LFG | 2003 | 1.3 | IC | OP | 0 | 11352.2225 | 6
28 | Atascosita_GEN5 | 0.0013 | waste | ic | waste_ic | 11.3522 | 2003 | OP | N | eGrid | LFG | IC | 0.014758 | [7 empty] | N | Atascosita | 6 |  | TRUE | FALSE | FALSE | TRUE | 1 | TRUE | TRUE | TRUE | TRUE | TRUE | TRUE | TRUE |  | FALSE | 26 |  | Atascosita | GEN5 | 55526 | 14017 | TX | LFG | 2003 | 1.3 | IC | OP | 0 | 11352.2225 | 6
29 | Atascosita_GEN6 | 0.0017 | waste | ic | waste_ic | 11.3522 | 2004 | OP | N | eGrid | LFG | IC | 0.019299 | [7 empty] | N | Atascosita | 6 |  | TRUE | FALSE | FALSE | TRUE | 1 | TRUE | TRUE | TRUE | TRUE | TRUE | TRUE | TRUE |  | FALSE | 27 |  | Atascosita | GEN6 | 55526 | 14018 | TX | LFG | 2004 | 1.7 | IC | OP | 0 | 11352.2225 | 6
30 | Austin_1 | 0.008 | water |  | water | 1 | 1941 | OP | N | eGrid | WAT | HY | 0.008 | [7 empty] | N | Austin | 2 |  | TRUE | TRUE | FALSE | TRUE | 1 | TRUE | FALSE | TRUE | TRUE | TRUE | TRUE | TRUE |  | FALSE | 28 |  | Austin | 1 | 3594 | 14019 | TX | WAT | 1941 | 8 | HY | OP | 0 | N/A | 2
31 | Austin_2 | 0.008 | water |  | water | 1 | 1941 | OP | N | eGrid | WAT | HY | 0.008 | [7 empty] | N | Austin | 2 |  | TRUE | TRUE | FALSE | TRUE | 1 | TRUE | FALSE | TRUE | TRUE | TRUE | TRUE | TRUE |  | FALSE | 29 |  | Austin | 2 | 3594 | 14020 | TX | WAT | 1941 | 8 | HY | OP | 0 | N/A | 2
32 | Austin_Gas_Recovery_GEN1 | 0.0016 | waste | ic | waste_ic | 12.0224 | 2007 | OP | N | eGrid | LFG | IC | 0.019236 | [7 empty] | N | Austin_Gas_Recovery | 4 |  | TRUE | FALSE | FALSE | TRUE | 1 | TRUE | TRUE | TRUE | TRUE | TRUE | TRUE | TRUE |  | FALSE | 30 |  | Austin Gas Recovery | GEN1 | 56524 | 14021 | TX | LFG | 2007 | 1.6 | IC | OP | 0 | 12022.4024 | 4
33 | Austin_Gas_Recovery_GEN2 | 0.0016 | waste | ic | waste_ic | 12.0224 | 2007 | OP | N | eGrid | LFG | IC | 0.019236 | [7 empty] | N | Austin_Gas_Recovery | 4 |  | TRUE | FALSE | FALSE | TRUE | 1 | TRUE | TRUE | TRUE | TRUE | TRUE | TRUE | TRUE |  | FALSE | 31 |  | Austin Gas Recovery | GEN2 | 56524 | 14022 | TX | LFG | 2007 | 1.6 | IC | OP | 0 | 12022.4024 | 4
34 | Austin_Gas_Recovery_GEN3 | 0.0016 | waste | ic | waste_ic | 12.0224 | 2007 | OP | N | eGrid | LFG | IC | 0.019236 | [7 empty] | N | Austin_Gas_Recovery | 4 |  | TRUE | FALSE | FALSE | TRUE | 1 | TRUE | TRUE | TRUE | TRUE | TRUE | TRUE | TRUE |  | FALSE | 32 |  | Austin Gas Recovery | GEN3 | 56524 | 14023 | TX | LFG | 2007 | 1.6 | IC | OP | 0 | 12022.4024 | 4
35 | Austin_Gas_Recovery_GEN4 | 0.0016 | waste | ic | waste_ic | 12.0224 | 2007 | OP | N | eGrid | LFG | IC | 0.019236 | [7 empty] | N | Austin_Gas_Recovery | 4 |  | TRUE | FALSE | FALSE | TRUE | 1 | TRUE | TRUE | TRUE | TRUE | TRUE | TRUE | TRUE |  | FALSE | 33 |  | Austin Gas Recovery | GEN4 | 56524 | 14024 | TX | LFG | 2007 | 1.6 | IC | OP | 0 | 12022.4024 | 4
36 | Barney_M_Davis_1 | 0.352 | ng | st | ng_st | 11.4155 | 1974 | OP | N | eGrid | NG | ST | 4.0183 |  |  | Y |  |  |  |  | N | Barney_M_Davis | 2 |  | TRUE | TRUE | TRUE | TRUE | 1 | TRUE | TRUE | TRUE | FALSE | TRUE | TRUE | TRUE |  | FALSE | 34 |  | Barney M Davis | 1 | 4939 | 14025 | TX | NG | 1974 | 352 | ST | OP | 0 | 11415.4848 | 2
37 | BASF_Freeport_Works_GEN1 | 0.081 | ng | cc_ct_part | ng_cc_ct_part | 5.9744 | 1999 | OP | Y | eGrid | NG | CT | 0.48393 | [7 empty] | Y | BASF Freeport Works | 2 |  | TRUE | TRUE | TRUE | TRUE | 1 | FALSE | TRUE | TRUE | TRUE | TRUE | TRUE | TRUE |  | FALSE | 35 |  | BASF Freeport Works | GEN1 | 55311 | 14027 | TX | NG | 1999 | 81 | CT | OP | 1 | 5974.4346 | 2
38 | BASF_Freeport_Works_GEN2 | 0.0117 | ng | cc_st_part | ng_cc_st_part | 5.9744 | 1999 | OP | Y | eGrid | NG | CA | 0.069901 | [7 empty] | Y | BASF Freeport Works | 2 |  | TRUE | TRUE | FALSE | TRUE | 1 | FALSE | TRUE | TRUE | TRUE | TRUE | TRUE | TRUE |  | FALSE | 36 |  | BASF Freeport Works | GEN2 | 55311 | 14028 | TX | NG | 1999 | 11.7 | CA | OP | 1 | 5974.4346 | 2
39 | Bastrop_Combined | 0.7278 | ng | cc | ng_cc | 7.8449 | 2002 | OP | N | Combo | NG | CC | 5.7095 | [5 empty] | Y | CCGT |  | Bastrop_Energy_Center | 1 |  | TRUE | TRUE | TRUE | TRUE | 1 | TRUE | TRUE | TRUE | TRUE | TRUE | TRUE | TRUE |  | TRUE | 36 | [11 empty] | #N/A | #N/A | #N/A
40 | Bastrop_Energy_Center_0001 | 0.2214 | ng | cc_ct_part | ng_cc_ct_part | 7.8449 | 2002 | OP | N | eGrid | NG | CT | 1.7369 |  |  |  |  | Y |  | CCGT | Y | Bastrop_Energy_Center | 3 |  | TRUE | TRUE | TRUE | TRUE | 1 | TRUE | TRUE | TRUE | TRUE | FALSE | FALSE | TRUE |  | FALSE | 37 |  | Bastrop Energy Center | 0001 | 55168 | 14029 | TX | NG | 2002 | 221.4 | CT | OP | 0 | 7844.9359 | 3
41 | Bastrop_Energy_Center_0002 | 0.2214 | ng | cc_ct_part | ng_cc_ct_part | 7.8449 | 2002 | OP | N | eGrid | NG | CT | 1.7369 |  |  |  |  | Y |  | CCGT | Y | Bastrop_Energy_Center | 3 |  | TRUE | TRUE | TRUE | TRUE | 1 | TRUE | TRUE | TRUE | TRUE | FALSE | FALSE | TRUE |  | FALSE | 38 |  | Bastrop Energy Center | 0002 | 55168 | 14030 | TX | NG | 2002 | 221.4 | CT | OP | 0 | 7844.9359 | 3
42 | Bastrop_Energy_Center_0003 | 0.285 | ng | cc_st_part | ng_cc_st_part | 7.8449 | 2002 | OP | N | eGrid | NG | CA | 2.2358 |  |  |  |  | Y |  | CCGT | Y | Bastrop_Energy_Center | 3 |  | TRUE | TRUE | TRUE | TRUE | 1 | TRUE | TRUE | TRUE | TRUE | FALSE | FALSE | TRUE |  | FALSE | 39 |  | Bastrop Energy Center | 0003 | 55168 | 14031 | TX | NG | 2002 | 285 | CA | OP | 0 | 7844.9359 | 3
43 | Bayou_Cogen_Plant_GEN3 | 0.075 | ng | gt | ng_gt | 5.5253 | 1985 | OP | Y | eGrid | NG | GT | 0.41439 | [7 empty] | N | Bayou Cogen Plant | 4 |  | TRUE | TRUE | TRUE | TRUE | 1 | FALSE | TRUE | TRUE | TRUE | TRUE | TRUE | TRUE |  | FALSE | 40 |  | Bayou Cogen Plant | GEN3 | 10298 | 14035 | TX | NG | 1985 | 75 | GT | OP | 1 | 5525.2641 | 4
44 | Baylor_University_Cogen_1 | 0.0034 | ng | gt | ng_gt | 4.5889 | 1988 | OP | Y | eGrid | NG | GT | 0.015602 | [7 empty] | N | Baylor University Cogen | 1 |  | TRUE | TRUE | FALSE | TRUE | 1 | FALSE | TRUE | TRUE | TRUE | TRUE | TRUE | TRUE |  | FALSE | 41 |  | Baylor University Cogen | 1 | 10317 | 14032 | TX | NG | 1988 | 3.4 | GT | OP | 1 | 4588.9265 | 1
45 | Bayou_Cogen_Plant_GEN4 | 0.075 | ng | gt | ng_gt | 5.5253 | 1985 | OP | Y | eGrid | NG | GT | 0.41439 | [7 empty] | N | Bayou Cogen Plant | 4 |  | TRUE | TRUE | TRUE | TRUE | 1 | FALSE | TRUE | TRUE | TRUE | TRUE | TRUE | TRUE |  | FALSE | 42 |  | Bayou Cogen Plant | GEN4 | 10298 | 14036 | TX | NG | 1985 | 75 | GT | OP | 1 | 5525.2641 | 4
46 | Bayou_Cogen_Plant_GEN1 | 0.075 | ng | gt | ng_gt | 5.5253 | 1984 | OP | Y | eGrid | NG | GT | 0.41439 | [7 empty] | N | Bayou Cogen Plant | 4 |  | TRUE | TRUE | TRUE | TRUE | 1 | FALSE | TRUE | TRUE | TRUE | TRUE | TRUE | TRUE |  | FALSE | 43 |  | Bayou Cogen Plant | GEN1 | 10298 | 14033 | TX | NG | 1984 | 75 | GT | OP | 1 | 5525.2641 | 4
47 | Bayou_Cogen_Plant_GEN2 | 0.075 | ng | gt | ng_gt | 5.5253 | 1984 | OP | Y | eGrid | NG | GT | 0.41439 | [7 empty] | N | Bayou Cogen Plant | 4 |  | TRUE | TRUE | TRUE | TRUE | 1 | FALSE | TRUE | TRUE | TRUE | TRUE | TRUE | TRUE |  | FALSE | 44 |  | Bayou Cogen Plant | GEN2 | 10298 | 14034 | TX | NG | 1984 | 75 | GT | OP | 1 | 5525.2641 | 4
48 | Baytown_Energy_Center_CTG1 | 0.21 | ng | cc_ct_part | ng_cc_ct_part | 7.8279 | 2002 | OP | Y | eGrid | NG | CT | 1.6439 | [7 empty] | Y | Baytown Energy Center | 4 |  | TRUE | TRUE | TRUE | TRUE | 1 | FALSE | TRUE | TRUE | TRUE | TRUE | TRUE | TRUE |  | FALSE | 45 |  | Baytown Energy Center | CTG1 | 55327 | 14041 | TX | NG | 2002 | 210 | CT | OP | 1 | 7827.9095 | 4
49 | Baytown_UNT1 | 0.0013 | waste | ic | waste_ic | 11.5126 | 2003 | OP | N | eGrid | LFG | IC | 0.014966 | [7 empty] | N | Baytown | 4 |  | TRUE | FALSE | FALSE | TRUE | 1 | TRUE | TRUE | TRUE | TRUE | TRUE | TRUE | TRUE |  | FALSE | 46 |  | Baytown | UNT1 | 55551 | 14037 | TX | LFG | 2003 | 1.3 | IC | OP | 0 | 11512.6045 | 4
50 | Baytown_UNT2 | 0.0013 | waste | ic | waste_ic | 11.5126 | 2003 | OP | N | eGrid | LFG | IC | 0.014966 | [7 empty] | N | Baytown | 4 |  | TRUE | FALSE | FALSE | TRUE | 1 | TRUE | TRUE | TRUE | TRUE | TRUE | TRUE | TRUE |  | FALSE | 47 |  | Baytown | UNT2 | 55551 | 14038 | TX | LFG | 2003 | 1.3 | IC | OP | 0 | 11512.6045 | 4
51 | Baytown_UNT3 | 0.0013 | waste | ic | waste_ic | 11.5126 | 2003 | OP | N | eGrid | LFG | IC | 0.014966 | [7 empty] | N | Baytown | 4 |  | TRUE | FALSE | FALSE | TRUE | 1 | TRUE | TRUE | TRUE | TRUE | TRUE | TRUE | TRUE |  | FALSE | 48 |  | Baytown | UNT3 | 55551 | 14039 | TX | LFG | 2003 | 1.3 | IC | OP | 0 | 11512.6045 | 4
52 | Baytown_UNT4 | 0.0013 | waste | ic | waste_ic | 11.5126 | 2003 | OP | N | eGrid | LFG | IC | 0.014966 | [7 empty] | N | Baytown | 4 |  | TRUE | FALSE | FALSE | TRUE | 1 | TRUE | TRUE | TRUE | TRUE | TRUE | TRUE | TRUE |  | FALSE | 49 |  | Baytown | UNT4 | 55551 | 14040 | TX | LFG | 2003 | 1.3 | IC | OP | 0 | 11512.6045 | 4
53 | Baytown_Energy_Center_CTG2 | 0.2148 | ng | cc_ct_part | ng_cc_ct_part | 7.8279 | 2002 | OP | Y | eGrid | NG | CT | 1.6814 | [7 empty] | Y | Baytown Energy Center | 4 |  | TRUE | TRUE | TRUE | TRUE | 1 | FALSE | TRUE | TRUE | TRUE | TRUE | TRUE | TRUE |  | FALSE | 50 |  | Baytown Energy Center | CTG2 | 55327 | 14042 | TX | NG | 2002 | 214.8 | CT | OP | 1 | 7827.9095 | 4
54 | Baytown_Energy_Center_CTG3 | 0.2148 | ng | cc_ct_part | ng_cc_ct_part | 7.8279 | 2002 | OP | Y | eGrid | NG | CT | 1.6814 | [7 empty] | Y | Baytown Energy Center | 4 |  | TRUE | TRUE | TRUE | TRUE | 1 | FALSE | TRUE | TRUE | TRUE | TRUE | TRUE | TRUE |  | FALSE | 51 |  | Baytown Energy Center | CTG3 | 55327 | 14043 | TX | NG | 2002 | 214.8 | CT | OP | 1 | 7827.9095 | 4
55 | Baytown_Energy_Center_STG1 | 0.275 | ng | cc_st_part | ng_cc_st_part | 7.8279 | 2002 | OP | Y | eGrid | NG | CA | 2.1527 | [7 empty] | Y | Baytown Energy Center | 4 |  | TRUE | TRUE | TRUE | TRUE | 1 | FALSE | TRUE | TRUE | TRUE | TRUE | TRUE | TRUE |  | FALSE | 52 |  | Baytown Energy Center | STG1 | 55327 | 14044 | TX | NG | 2002 | 275 | CA | OP | 1 | 7827.9095 | 4
56 | Big_Brown_2 | 0.5934 | coal_lig | st | coal_lig_st | 10.6979 | 1972 | OP | N | eGrid | LIG | ST | 6.3481 |  |  | Y | Shrink |  |  |  | N | Big_Brown | 2 |  | TRUE | TRUE | TRUE | TRUE | 1 | TRUE | TRUE | TRUE | FALSE | TRUE | TRUE | TRUE |  | FALSE | 53 |  | Big Brown | 2 | 3497 | 14048 | TX | LIG | 1972 | 593.4 | ST | OP | 0 | 10697.8676 | 2
57 | Benedum_Plant_BG3A | 0.001 | ng | ic | ng_ic | 12.7617 | 1996 | OP | N | eGrid | NG | IC | 0.012762 | [7 empty] | N | Benedum_Plant | 2 |  | TRUE | TRUE | FALSE | TRUE | 1 | TRUE | TRUE | TRUE | TRUE | TRUE | TRUE | TRUE |  | FALSE | 54 |  | Benedum Plant | BG3A | 54458 | 14045 | TX | NG | 1996 | 1 | IC | OP | 0 | 12761.7223 | 2
58 | Benedum_Plant_BG6 | 0.001 | ng | ic | ng_ic | 12.7617 | 1998 | OP | N | eGrid | NG | IC | 0.012762 | [7 empty] | N | Benedum_Plant | 2 |  | TRUE | TRUE | FALSE | TRUE | 1 | TRUE | TRUE | TRUE | TRUE | TRUE | TRUE | TRUE |  | FALSE | 55 |  | Benedum Plant | BG6 | 54458 | 14046 | TX | NG | 1998 | 1 | IC | OP | 0 | 12761.7223 | 2
59 | Big_Brown_1 | 0.5934 | coal_lig | st | coal_lig_st | 10.6979 | 1971 | OP | N | eGrid | LIG | ST | 6.3481 |  |  | Y | Shrink |  |  |  | N | Big_Brown | 2 |  | TRUE | TRUE | TRUE | TRUE | 1 | TRUE | TRUE | TRUE | FALSE | TRUE | TRUE | TRUE |  | FALSE | 56 |  | Big Brown | 1 | 3497 | 14047 | TX | LIG | 1971 | 593.4 | ST | OP | 0 | 10697.8676 | 2
60 | Big_Spring_Wind_Power_Facility_WIND | 0.0343 | wind |  | wind | 1 | 1998 | OP | N | eGrid | WND | WT | 0.0343 |  |  |  |  | Y |  | WIND | N | Big_Spring_Wind_Power_Facility | 1 |  | TRUE | TRUE | FALSE | TRUE | 1 | TRUE | TRUE | TRUE | TRUE | FALSE | TRUE | FALSE |  | FALSE | 57 |  | Big Spring Wind Power Facility | WIND | 54979 | 14049 | TX | WND | 1998 | 34.3 | WT | OP | 0 | N/A | 1
61 | Black_Hawk_Station_UNT1 | 0.1269 | ng | gt | ng_gt | 1 | 1999 | OP | ? | eGrid | NG | GT | 0.1269 | [7 empty] | N | Black Hawk Station | Plant unknown |  | FALSE | TRUE | TRUE | TRUE | 1 | FALSE | TRUE | TRUE | TRUE | TRUE | TRUE | TRUE |  | FALSE | 58 |  | Black Hawk Station | UNT1 | 55064 | 14050 | TX | NG | 1999 | 126.9 | GT | OP | Plant unknown | Plant unknown | Plant unknown
62 | Black_Hawk_Station_UNT2 | 0.1269 | ng | gt | ng_gt | 1 | 1999 | OP | ? | eGrid | NG | GT | 0.1269 | [7 empty] | N | Black Hawk Station | Plant unknown |  | FALSE | TRUE | TRUE | TRUE | 1 | FALSE | TRUE | TRUE | TRUE | TRUE | TRUE | TRUE |  | FALSE | 59 |  | Black Hawk Station | UNT2 | 55064 | 14051 | TX | NG | 1999 | 126.9 | GT | OP | Plant unknown | Plant unknown | Plant unknown
63 | Borger_Plant_GEN1 | 0.0375 | waste | st | waste_st | 1 | 1985 | OP | ? | eGrid | OG | ST | 0.0375 | [7 empty] | N | Borger Plant | Plant unknown |  | FALSE | FALSE | FALSE | TRUE | 1 | FALSE | TRUE | TRUE | TRUE | TRUE | TRUE | TRUE |  | FALSE | 60 |  | Borger Plant | GEN1 | 50067 | 14056 | TX | OG | 1985 | 37.5 | ST | OP | Plant unknown | Plant unknown | Plant unknown
64 | Bluebonnet_UNT1 | 0.001 | waste | ic | waste_ic | 12.0233 | 2003 | OP | N | eGrid | LFG | IC | 0.012023 | [7 empty] | N | Bluebonnet | 4 |  | TRUE | FALSE | FALSE | TRUE | 1 | TRUE | TRUE | TRUE | TRUE | TRUE | TRUE | TRUE |  | FALSE | 61 |  | Bluebonnet | UNT1 | 55552 | 14052 | TX | LFG | 2003 | 1 | IC | OP | 0 | 12023.2782 | 4
65 | Bluebonnet_UNT2 | 0.001 | waste | ic | waste_ic | 12.0233 | 2003 | OS | N | eGrid | LFG | IC | 0.012023 | [7 empty] | N | Bluebonnet | 4 |  | TRUE | FALSE | FALSE | TRUE | 6 | TRUE | TRUE | TRUE | TRUE | TRUE | TRUE | TRUE |  | FALSE | 62 |  | Bluebonnet | UNT2 | 55552 | 14053 | TX | LFG | 2003 | 1 | IC | OS | 0 | 12023.2782 | 4
66 | Bluebonnet_UNT3 | 0.001 | waste | ic | waste_ic | 12.0233 | 2003 | OP | N | eGrid | LFG | IC | 0.012023 | [7 empty] | N | Bluebonnet | 4 |  | TRUE | FALSE | FALSE | TRUE | 1 | TRUE | TRUE | TRUE | TRUE | TRUE | TRUE | TRUE |  | FALSE | 63 |  | Bluebonnet | UNT3 | 55552 | 14054 | TX | LFG | 2003 | 1 | IC | OP | 0 | 12023.2782 | 4
67 | Bluebonnet_UNT4 | 0.001 | waste | ic | waste_ic | 12.0233 | 2003 | OP | N | eGrid | LFG | IC | 0.012023 | [7 empty] | N | Bluebonnet | 4 |  | TRUE | FALSE | FALSE | TRUE | 1 | TRUE | TRUE | TRUE | TRUE | TRUE | TRUE | TRUE |  | FALSE | 64 |  | Bluebonnet | UNT4 | 55552 | 14055 | TX | LFG | 2003 | 1 | IC | OP | 0 | 12023.2782 | 4
68 | Bosque_County_Peaking_Units3to5_Combined | 0.499 | ng | cc | ng_cc | 7.6394 | 2001 | OP | N | Combo | NG | CC | 3.8121 | [5 empty] | Y | CCGT |  | Bosque_County_Peaking_CCGT | 1 |  | TRUE | TRUE | TRUE | TRUE | 1 | TRUE | TRUE | TRUE | TRUE | TRUE | TRUE | TRUE |  | TRUE | 64 | [11 empty] | #N/A | #N/A | #N/A
69 | Bosque_County_Peaking_ST_5 | 0.25 | ng | cc_st_part | ng_cc_st_part | 7.6394 | 2009 | V | N | eGrid | NG | CA | 1.9098 |  |  |  |  | Y |  | CCGT | Y | Bosque_County_Peaking | 5 |  | TRUE | TRUE | TRUE | TRUE | 4 | TRUE | TRUE | TRUE | TRUE | FALSE | FALSE | TRUE |  | FALSE | 65 |  | Bosque County Peaking | ST-5 | 55172 | 14061 | TX | NG | 2009 | 250 | CA | V | 0 | 7639.3872 | 5
70 | Bosque_County_Peaking_GT_3 | 0.154 | ng | cc_ct_part | ng_cc_ct_part | 7.6394 | 2001 | OP | N | eGrid | NG | CT | 1.1765 |  |  |  |  | Y |  | CCGT | Y | Bosque_County_Peaking | 5 |  | TRUE | TRUE | TRUE | TRUE | 1 | TRUE | TRUE | TRUE | TRUE | FALSE | FALSE | TRUE |  | FALSE | 66 |  | Bosque County Peaking | GT-3 | 55172 | 14059 | TX | NG | 2001 | 154 | CT | OP | 0 | 7639.3872 | 5
71 | Bosque_County_Peaking_GT_4 | 0.095 | ng | cc_st_part | ng_cc_st_part | 7.6394 | 2001 | OP | N | eGrid | NG | CA | 0.72574 |  |  |  |  | Y |  | CCGT | Y | Bosque_County_Peaking | 5 |  | TRUE | TRUE | TRUE | TRUE | 1 | TRUE | TRUE | TRUE | TRUE | FALSE | FALSE | TRUE |  | FALSE | 67 |  | Bosque County Peaking | GT-4 | 55172 | 14060 | TX | NG | 2001 | 95 | CA | OP | 0 | 7639.3872 | 5
72 | Bosque_County_Peaking_GT_1 | 0.154 | ng | gt | ng_gt | 7.6394 | 2000 | OP | N | eGrid | NG | GT | 1.1765 | [7 empty] | Y | Bosque_County_Peaking_GT | 2 |  | TRUE | TRUE | TRUE | TRUE | 1 | TRUE | TRUE | TRUE | TRUE | TRUE | TRUE | TRUE |  | TRUE | 68 |  | Bosque County Peaking | GT-1 | 55172 | 14057 | TX | NG | 2000 | 154 | GT | OP | 0 | 7639.3872 | 5
73 | Bosque_County_Peaking_GT_2 | 0.154 | ng | gt | ng_gt | 7.6394 | 2000 | OP | N | eGrid | NG | GT | 1.1765 | [7 empty] | Y | Bosque_County_Peaking_GT | 2 |  | TRUE | TRUE | TRUE | TRUE | 1 | TRUE | TRUE | TRUE | TRUE | TRUE | TRUE | TRUE |  | TRUE | 69 |  | Bosque County Peaking | GT-2 | 55172 | 14058 | TX | NG | 2000 | 154 | GT | OP | 0 | 7639.3872 | 5
74 | BP_Chemicals_Green_Lake_Plant_TG3 | 0.0238 | waste | st | waste_st | 0 | 1997 | OP | Y | eGrid | WH | ST | 0 | [7 empty] | N | BP Chemicals Green Lake Plant | 2 |  | TRUE | FALSE | FALSE | TRUE | 1 | FALSE | TRUE | TRUE | TRUE | TRUE | TRUE | TRUE |  | FALSE | 70 |  | BP Chemicals Green Lake Plant | TG3 | 50404 | 14063 | TX | WH | 1997 | 23.8 | ST | OP | 1 | 0 | 2
75 | BP_Chemicals_Green_Lake_Plant_TG2 | 0.015 | waste | st | waste_st | 0 | 1989 | OP | Y | eGrid | WH | ST | 0 | [7 empty] | N | BP Chemicals Green Lake Plant | 2 |  | TRUE | FALSE | FALSE | TRUE | 1 | FALSE | TRUE | TRUE | TRUE | TRUE | TRUE | TRUE |  | FALSE | 71 |  | BP Chemicals Green Lake Plant | TG2 | 50404 | 14062 | TX | WH | 1989 | 15 | ST | OP | 1 | 0 | 2
76 | Brandon_Station_1 | 0.021 | ng | gt | ng_gt | 1 | 1990 | OP | ? | eGrid | NG | GT | 0.021 | [7 empty] | N | Brandon Station | Plant unknown |  | FALSE | TRUE | FALSE | TRUE | 1 | FALSE | TRUE | TRUE | TRUE | TRUE | TRUE | TRUE |  | FALSE | 72 |  | Brandon Station | 1 | 7131 | 14064 | TX | NG | 1990 | 21 | GT | OP | Plant unknown | Plant unknown | Plant unknown
77 | Brazoz_Valley_Generating_Facility_Combined | 0.6756 | ng | cc | ng_cc | 7.4617 | 2003 | OP | N | Combo | NG | CC | 5.0411 | [5 empty] | Y | CCGT |  | Brazos_Valley_Generating_Facility | 1 |  | TRUE | TRUE | TRUE | TRUE | 1 | TRUE | TRUE | TRUE | TRUE | TRUE | TRUE | TRUE |  | TRUE | 72 | [11 empty] | #N/A | #N/A | #N/A
78 | Brazos_Valley_Generating_Facility_CTG1 | 0.2 | ng | cc_ct_part | ng_cc_ct_part | 7.4617 | 2003 | OP | N | eGrid | NG | CT | 1.4923 |  |  |  |  | Y |  | CCGT | Y | Brazos_Valley_Generating_Facility | 3 |  | TRUE | TRUE | TRUE | TRUE | 1 | TRUE | TRUE | TRUE | TRUE | FALSE | FALSE | TRUE |  | FALSE | 73 |  | Brazos Valley Generating Facility | CTG1 | 55357 | 14065 | TX | NG | 2003 | 200 | CT | OP | 0 | 7461.7038 | 3
79 | Brazos_Valley_Generating_Facility_CTG2 | 0.2 | ng | cc_ct_part | ng_cc_ct_part | 7.4617 | 2003 | OP | N | eGrid | NG | CT | 1.4923 |  |  |  |  | Y |  | CCGT | Y | Brazos_Valley_Generating_Facility | 3 |  | TRUE | TRUE | TRUE | TRUE | 1 | TRUE | TRUE | TRUE | TRUE | FALSE | FALSE | TRUE |  | FALSE | 74 |  | Brazos Valley Generating Facility | CTG2 | 55357 | 14066 | TX | NG | 2003 | 200 | CT | OP | 0 | 7461.7038 | 3
80 | Brazos_Valley_Generating_Facility_STG1 | 0.2756 | ng | cc_st_part | ng_cc_st_part | 7.4617 | 2003 | OP | N | eGrid | NG | CA | 2.0564 |  |  |  |  | Y |  | CCGT | Y | Brazos_Valley_Generating_Facility | 3 |  | TRUE | TRUE | TRUE | TRUE | 1 | TRUE | TRUE | TRUE | TRUE | FALSE | FALSE | TRUE |  | FALSE | 75 |  | Brazos Valley Generating Facility | STG1 | 55357 | 14067 | TX | NG | 2003 | 275.6 | CA | OP | 0 | 7461.7038 | 3
81 | Brazos_Wind_Farm_GEN1 | 0.16 | wind |  | wind | 1 | 2003 | OP | N | eGrid | WND | WT | 0.16 |  |  |  |  | Y |  | WIND | N | Brazos_Wind_Farm | 1 |  | TRUE | TRUE | TRUE | TRUE | 1 | TRUE | TRUE | TRUE | TRUE | FALSE | TRUE | FALSE |  | FALSE | 76 |  | Brazos Wind Farm | GEN1 | 56111 | 14068 | TX | WND | 2003 | 160 | WT | OP | 0 | N/A | 1
82 | Bryan_7 | 0.022 | ng | gt | ng_gt | 21.683 | 1975 | OP | N | eGrid | NG | GT | 0.47703 | [7 empty] | N | Bryan | 5 |  | TRUE | TRUE | FALSE | TRUE | 1 | TRUE | TRUE | TRUE | TRUE | TRUE | TRUE | TRUE |  | FALSE | 77 |  | Bryan | 7 | 3561 | 14088 | TX | NG | 1975 | 22 | GT | OP | 0 | 21683.0159 | 5
83 | Bridgeport_Gas_Processing_Plant_324 | 0.0003 | ng | ic | ng_ic | 10.1463 | 1958 | SB | N | eGrid | NG | IC | 0.0030439 | [7 empty] | N | Bridgeport_Gas_Processing_Plant | 10 |  | TRUE | TRUE | FALSE | TRUE | 9 | TRUE | TRUE | TRUE | TRUE | TRUE | TRUE | TRUE |  | FALSE | 78 |  | Bridgeport Gas Processing Plant | 324 | 55053 | 14069 | TX | NG | 1958 | 0.3 | IC | SB | 0 | 10146.282 | 10
84 | Bridgeport_Gas_Processing_Plant_325 | 0.0003 | ng | ic | ng_ic | 10.1463 | 1958 | SB | N | eGrid | NG | IC | 0.0030439 | [7 empty] | N | Bridgeport_Gas_Processing_Plant | 10 |  | TRUE | TRUE | FALSE | TRUE | 9 | TRUE | TRUE | TRUE | TRUE | TRUE | TRUE | TRUE |  | FALSE | 79 |  | Bridgeport Gas Processing Plant | 325 | 55053 | 14070 | TX | NG | 1958 | 0.3 | IC | SB | 0 | 10146.282 | 10
85 | Bridgeport_Gas_Processing_Plant_654 | 0.0008 | ng | ic | ng_ic | 10.1463 | 2000 | OP | N | eGrid | NG | IC | 0.008117 | [7 empty] | N | Bridgeport_Gas_Processing_Plant | 10 |  | TRUE | TRUE | FALSE | TRUE | 1 | TRUE | TRUE | TRUE | TRUE | TRUE | TRUE | TRUE |  | FALSE | 80 |  | Bridgeport Gas Processing Plant | 654 | 55053 | 14071 | TX | NG | 2000 | 0.8 | IC | OP | 0 | 10146.282 | 10
86 | Bridgeport_Gas_Processing_Plant_655 | 0.0008 | ng | ic | ng_ic | 10.1463 | 2001 | OP | N | eGrid | NG | IC | 0.008117 | [7 empty] | N | Bridgeport_Gas_Processing_Plant | 10 |  | TRUE | TRUE | FALSE | TRUE | 1 | TRUE | TRUE | TRUE | TRUE | TRUE | TRUE | TRUE |  | FALSE | 81 |  | Bridgeport Gas Processing Plant | 655 | 55053 | 14072 | TX | NG | 2001 | 0.8 | IC | OP | 0 | 10146.282 | 10
87 | Bridgeport_Gas_Processing_Plant_656 | 0.0008 | ng | ic | ng_ic | 10.1463 | 2001 | OP | N | eGrid | NG | IC | 0.008117 | [7 empty] | N | Bridgeport_Gas_Processing_Plant | 10 |  | TRUE | TRUE | FALSE | TRUE | 1 | TRUE | TRUE | TRUE | TRUE | TRUE | TRUE | TRUE |  | FALSE | 82 |  | Bridgeport Gas Processing Plant | 656 | 55053 | 14073 | TX | NG | 2001 | 0.8 | IC | OP | 0 | 10146.282 | 10
88 | Bridgeport_Gas_Processing_Plant_657 | 0.0008 | ng | ic | ng_ic | 10.1463 | 2001 | OP | N | eGrid | NG | IC | 0.008117 | [7 empty] | N | Bridgeport_Gas_Processing_Plant | 10 |  | TRUE | TRUE | FALSE | TRUE | 1 | TRUE | TRUE | TRUE | TRUE | TRUE | TRUE | TRUE |  | FALSE | 83 |  | Bridgeport Gas Processing Plant | 657 | 55053 | 14074 | TX | NG | 2001 | 0.8 | IC | OP | 0 | 10146.282 | 10
89 | Bridgeport_Gas_Processing_Plant_658 | 0.0008 | ng | ic | ng_ic | 10.1463 | 2001 | OP | N | eGrid | NG | IC | 0.008117 | [7 empty] | N | Bridgeport_Gas_Processing_Plant | 10 |  | TRUE | TRUE | FALSE | TRUE | 1 | TRUE | TRUE | TRUE | TRUE | TRUE | TRUE | TRUE |  | FALSE | 84 |  | Bridgeport Gas Processing Plant | 658 | 55053 | 14075 | TX | NG | 2001 | 0.8 | IC | OP | 0 | 10146.282 | 10
90 | Bridgeport_Gas_Processing_Plant_666 | 0.0008 | ng | ic | ng_ic | 10.1463 | 2001 | OP | N | eGrid | NG | IC | 0.008117 | [7 empty] | N | Bridgeport_Gas_Processing_Plant | 10 |  | TRUE | TRUE | FALSE | TRUE | 1 | TRUE | TRUE | TRUE | TRUE | TRUE | TRUE | TRUE |  | FALSE | 85 |  | Bridgeport Gas Processing Plant | 666 | 55053 | 14076 | TX | NG | 2001 | 0.8 | IC | OP | 0 | 10146.282 | 10
91 | Bridgeport_Gas_Processing_Plant_667 | 0.0008 | ng | ic | ng_ic | 10.1463 | 2001 | OP | N | eGrid | NG | IC | 0.008117 | [7 empty] | N | Bridgeport_Gas_Processing_Plant | 10 |  | TRUE | TRUE | FALSE | TRUE | 1 | TRUE | TRUE | TRUE | TRUE | TRUE | TRUE | TRUE |  | FALSE | 86 |  | Bridgeport Gas Processing Plant | 667 | 55053 | 14077 | TX | NG | 2001 | 0.8 | IC | OP | 0 | 10146.282 | 10
92 | Bridgeport_Gas_Processing_Plant_671 | 0.0008 | ng | ic | ng_ic | 10.1463 | 2002 | OP | N | eGrid | NG | IC | 0.008117 | [7 empty] | N | Bridgeport_Gas_Processing_Plant | 10 |  | TRUE | TRUE | FALSE | TRUE | 1 | TRUE | TRUE | TRUE | TRUE | TRUE | TRUE | TRUE |  | FALSE | 87 |  | Bridgeport Gas Processing Plant | 671 | 55053 | 14078 | TX | NG | 2002 | 0.8 | IC | OP | 0 | 10146.282 | 10
93 | Brownfield_GT1 | 0.0065 | ng | gt | ng_gt | 1 | 1973 | SB | ? | eGrid | NG | GT | 0.0065 | [7 empty] | Y | Brownfield | Plant unknown |  | FALSE | TRUE | FALSE | TRUE | 9 | FALSE | TRUE | TRUE | TRUE | TRUE | TRUE | TRUE |  | FALSE | 88 |  | Brownfield | GT1 | 3558 | 14079 | TX | NG | 1973 | 6.5 | GT | SB | Plant unknown | Plant unknown | Plant unknown
94 | Brownfield_1 | 0.002 | ng | ic | ng_ic | 1 | 1951 | SB | ? | eGrid | NG | IC | 0.002 | [7 empty] | Y | Brownfield | Plant unknown |  | FALSE | TRUE | FALSE | TRUE | 9 | FALSE | TRUE | TRUE | TRUE | TRUE | TRUE | TRUE |  | FALSE | 89 |  | Brownfield | 1 | 3558 | 14080 | TX | NG | 1951 | 2 | IC | SB | Plant unknown | Plant unknown | Plant unknown
95 | Brownfield_3 | 0.0031 | ng | ic | ng_ic | 1 | 1964 | SB | ? | eGrid | NG | IC | 0.0031 | [7 empty] | Y | Brownfield | Plant unknown |  | FALSE | TRUE | FALSE | TRUE | 9 | FALSE | TRUE | TRUE | TRUE | TRUE | TRUE | TRUE |  | FALSE | 90 |  | Brownfield | 3 | 3558 | 14081 | TX | NG | 1964 | 3.1 | IC | SB | Plant unknown | Plant unknown | Plant unknown
96 | Brownfield_4 | 0.0027 | ng | ic | ng_ic | 1 | 1954 | SB | ? | eGrid | NG | IC | 0.0027 | [7 empty] | Y | Brownfield | Plant unknown |  | FALSE | TRUE | FALSE | TRUE | 9 | FALSE | TRUE | TRUE | TRUE | TRUE | TRUE | TRUE |  | FALSE | 91 |  | Brownfield | 4 | 3558 | 14082 | TX | NG | 1954 | 2.7 | IC | SB | Plant unknown | Plant unknown | Plant unknown
97 | Brownfield_5 | 0.0036 | ng | ic | ng_ic | 1 | 1957 | SB | ? | eGrid | NG | IC | 0.0036 | [7 empty] | Y | Brownfield | Plant unknown |  | FALSE | TRUE | FALSE | TRUE | 9 | FALSE | TRUE | TRUE | TRUE | TRUE | TRUE | TRUE |  | FALSE | 92 |  | Brownfield | 5 | 3558 | 14083 | TX | NG | 1957 | 3.6 | IC | SB | Plant unknown | Plant unknown | Plant unknown
98 | Bryan_6 | 0.054 | ng | st | ng_st | 21.683 | 1969 | OS | N | eGrid | NG | ST | 1.1709 |  |  | Y |  |  |  |  | N | Bryan | 5 |  | TRUE | TRUE | TRUE | TRUE | 6 | TRUE | TRUE | TRUE | FALSE | TRUE | TRUE | TRUE |  | FALSE | 93 |  | Bryan | 6 | 3561 | 14087 | TX | NG | 1969 | 54 | ST | OS | 0 | 21683.0159 | 5
99 | Bryan_5 | 0.025 | ng | st | ng_st | 21.683 | 1966 | OS | N | eGrid | NG | ST | 0.54208 |  |  | Y |  |  |  |  | N | Bryan | 5 |  | TRUE | TRUE | FALSE | TRUE | 6 | TRUE | TRUE | TRUE | FALSE | TRUE | TRUE | TRUE |  | FALSE | 94 |  | Bryan | 5 | 3561 | 14086 | TX | NG | 1966 | 25 | ST | OS | 0 | 21683.0159 | 5
100 | Bryan_4 | 0.024 | ng | st | ng_st | 21.683 | 1958 | OS | N | eGrid | NG | ST | 0.52039 |  |  | Y |  |  |  |  | N | Bryan | 5 |  | TRUE | TRUE | FALSE | TRUE | 6 | TRUE | TRUE | TRUE | FALSE | TRUE | TRUE | TRUE |  | FALSE | 95 |  | Bryan | 4 | 3561 | 14085 | TX | NG | 1958 | 24 | ST | OS | 0 | 21683.0159 | 5
101 | Bryan_3 | 0.013 | ng | st | ng_st | 21.683 | 1955 | OS | N | eGrid | NG | ST | 0.28188 |  |  | Y |  |  |  |  | N | Bryan | 5 |  | TRUE | TRUE | FALSE | TRUE | 6 | TRUE | TRUE | TRUE | FALSE | TRUE | TRUE | TRUE |  | FALSE | 96 |  | Bryan | 3 | 3561 | 14084 | TX | NG | 1955 | 13 | ST | OS | 0 | 21683.0159 | 5
102 | Buchanan_1 | 0.0183 | water |  | water | 1 | 1938 | OP | N | eGrid | WAT | HY | 0.0183 | [7 empty] | N | Buchanan | 3 |  | TRUE | TRUE | FALSE | TRUE | 1 | TRUE | FALSE | TRUE | TRUE | TRUE | TRUE | TRUE |  | FALSE | 97 |  | Buchanan | 1 | 3595 | 14089 | TX | WAT | 1938 | 18.3 | HY | OP | 0 | N/A | 3
103 | Buchanan_2 | 0.0183 | water |  | water | 1 | 1938 | OP | N | eGrid | WAT | HY | 0.0183 | [7 empty] | N | Buchanan | 3 |  | TRUE | TRUE | FALSE | TRUE | 1 | TRUE | FALSE | TRUE | TRUE | TRUE | TRUE | TRUE |  | FALSE | 98 |  | Buchanan | 2 | 3595 | 14090 | TX | WAT | 1938 | 18.3 | HY | OP | 0 | N/A | 3
104 | Buchanan_3 | 0.0112 | water |  | water | 1 | 1938 | OP | N | eGrid | WAT | HY | 0.0112 | [7 empty] | N | Buchanan | 3 |  | TRUE | TRUE | FALSE | TRUE | 1 | TRUE | FALSE | TRUE | TRUE | TRUE | TRUE | TRUE |  | FALSE | 99 |  | Buchanan | 3 | 3595 | 14091 | TX | WAT | 1938 | 11.2 | HY | OP | 0 | N/A | 3
105 | Buffalo_Gap_II_1 | 0.2325 | wind |  | wind | 1 | 2007 | OP | N | eGrid | WND | WT | 0.2325 |  |  |  |  | Y |  | WIND | N | Buffalo_Gap_II | 1 |  | TRUE | TRUE | TRUE | TRUE | 1 | TRUE | TRUE | TRUE | TRUE | FALSE | TRUE | FALSE |  | FALSE | 100 |  | Buffalo Gap II | 1 | 56484 | 14092 | TX | WND | 2007 | 232.5 | WT | OP | 0 | N/A | 1
106 | Buffalo_Gap_Wind_Farm_1 | 0.1206 | wind |  | wind | 1 | 2006 | OP | N | eGrid | WND | WT | 0.1206 |  |  |  |  | Y |  | WIND | N | Buffalo_Gap_Wind_Farm | 1 |  | TRUE | TRUE | TRUE | TRUE | 1 | TRUE | TRUE | TRUE | TRUE | FALSE | TRUE | FALSE |  | FALSE | 101 |  | Buffalo Gap Wind Farm | 1 | 56240 | 14093 | TX | WND | 2006 | 120.6 | WT | OP | 0 | N/A | 1
107 | C_E_Newman_5 | 0.044 | ng | st | ng_st | 27.0148 | 1963 | OP | N | eGrid | NG | ST | 1.1887 |  |  | Y |  |  |  |  | N | C_E_Newman | 1 |  | TRUE | TRUE | FALSE | TRUE | 1 | TRUE | TRUE | TRUE | FALSE | TRUE | TRUE | TRUE |  | FALSE | 102 |  | C E Newman | 5 | 3574 | 14094 | TX | NG | 1963 | 44 | ST | OP | 0 | 27014.8244 | 1
108 | C_R_Wing_Cogen_Plant_GEN3 | 0.075 | ng | cc_st_part | ng_cc_st_part | 7.1681 | 1988 | OP | Y | eGrid | NG | CA | 0.5376 | [7 empty] | Y | C R Wing Cogen Plant | 3 |  | TRUE | TRUE | TRUE | TRUE | 1 | FALSE | TRUE | TRUE | TRUE | TRUE | TRUE | TRUE |  | FALSE | 103 |  | C R Wing Cogen Plant | GEN3 | 52176 | 14097 | TX | NG | 1988 | 75 | CA | OP | 1 | 7168.0594 | 3
109 | C_R_Wing_Cogen_Plant_GEN1 | 0.0775 | ng | cc_ct_part | ng_cc_ct_part | 7.1681 | 1987 | OP | Y | eGrid | NG | CT | 0.55552 | [7 empty] | Y | C R Wing Cogen Plant | 3 |  | TRUE | TRUE | TRUE | TRUE | 1 | FALSE | TRUE | TRUE | TRUE | TRUE | TRUE | TRUE |  | FALSE | 104 |  | C R Wing Cogen Plant | GEN1 | 52176 | 14095 | TX | NG | 1987 | 77.5 | CT | OP | 1 | 7168.0594 | 3
110 | C_R_Wing_Cogen_Plant_GEN2 | 0.0775 | ng | cc_ct_part | ng_cc_ct_part | 7.1681 | 1987 | OP | Y | eGrid | NG | CT | 0.55552 | [7 empty] | Y | C R Wing Cogen Plant | 3 |  | TRUE | TRUE | TRUE | TRUE | 1 | FALSE | TRUE | TRUE | TRUE | TRUE | TRUE | TRUE |  | FALSE | 105 |  | C R Wing Cogen Plant | GEN2 | 52176 | 14096 | TX | NG | 1987 | 77.5 | CT | OP | 1 | 7168.0594 | 3
111 | Callahan_Divide_Wind_Energy_Center_1 | 0.114 | wind |  | wind | 1 | 2005 | OP | N | eGrid | WND | WT | 0.114 |  |  |  |  | Y |  | WIND | N | Callahan_Divide_Wind_Energy_Center | 1 |  | TRUE | TRUE | TRUE | TRUE | 1 | TRUE | TRUE | TRUE | TRUE | FALSE | TRUE | FALSE |  | FALSE | 106 |  | Callahan Divide Wind Energy Center | 1 | 56270 | 14098 | TX | WND | 2005 | 114 | WT | OP | 0 | N/A | 1
112 | Cedar_Bayou_3 | 0.765 | ng | st | ng_st | 10.7293 | 1974 | RE | N | eGrid | NG | ST | 8.2079 |  |  | Y |  |  |  |  | N | Cedar_Bayou | 3 |  | TRUE | TRUE | TRUE | TRUE | FALSE | TRUE | TRUE | TRUE | FALSE | TRUE | TRUE | TRUE |  | FALSE | 107 |  | Cedar Bayou | 3 | 3460 | 14103 | TX | NG | 1974 | 765 | ST | RE | 0 | 10729.3395 | 3
113 | Canyon_1 | 0.003 | water |  | water | 1 | 1989 | OP | N | eGrid | WAT | HY | 0.003 | [7 empty] | N | Canyon | 2 |  | TRUE | TRUE | FALSE | TRUE | 1 | TRUE | FALSE | TRUE | TRUE | TRUE | TRUE | TRUE |  | FALSE | 108 |  | Canyon | 1 | 791 | 14099 | TX | WAT | 1989 | 3 | HY | OP | 0 | N/A | 2
114 | Canyon_2 | 0.003 | water |  | water | 1 | 1989 | OP | N | eGrid | WAT | HY | 0.003 | [7 empty] | N | Canyon | 2 |  | TRUE | TRUE | FALSE | TRUE | 1 | TRUE | FALSE | TRUE | TRUE | TRUE | TRUE | TRUE |  | FALSE | 109 |  | Canyon | 2 | 791 | 14100 | TX | WAT | 1989 | 3 | HY | OP | 0 | N/A | 2
115 | Cedar_Bayou_2 | 0.765 | ng | st | ng_st | 10.7293 | 1972 | OP | N | eGrid | NG | ST | 8.2079 |  |  | Y |  |  |  |  | N | Cedar_Bayou | 3 |  | TRUE | TRUE | TRUE | TRUE | 1 | TRUE | TRUE | TRUE | FALSE | TRUE | TRUE | TRUE |  | FALSE | 110 |  | Cedar Bayou | 2 | 3460 | 14102 | TX | NG | 1972 | 765 | ST | OP | 0 | 10729.3395 | 3
116 | Cedar_Bayou_1 | 0.765 | ng | st | ng_st | 10.7293 | 1970 | OP | N | eGrid | NG | ST | 8.2079 |  |  | Y |  |  |  |  | N | Cedar_Bayou | 3 |  | TRUE | TRUE | TRUE | TRUE | 1 | TRUE | TRUE | TRUE | FALSE | TRUE | TRUE | TRUE |  | FALSE | 111 |  | Cedar Bayou | 1 | 3460 | 14101 | TX | NG | 1970 | 765 | ST | OP | 0 | 10729.3395 | 3
117 | Celanese_2 | 0.037 | steam | st | steam_st | 1 | 1979 | OP | ? | eGrid | PUR | ST | 0.037 | [7 empty] | Y | Celanese | Plant unknown |  | FALSE | FALSE | FALSE | TRUE | 1 | FALSE | TRUE | TRUE | TRUE | TRUE | TRUE | TRUE |  | FALSE | 112 |  | Celanese | 2 | 7678 | 14105 | TX | PUR | 1979 | 37 | ST | OP | Plant unknown | Plant unknown | Plant unknown
118 | Celanese_1 | 0.013 | other | gt | other_gt | 1 | 1964 | OP | ? | eGrid | OTH | OT | 0.013 | [7 empty] | Y | Celanese | Plant unknown |  | FALSE | FALSE | FALSE | TRUE | 1 | FALSE | TRUE | TRUE | TRUE | TRUE | TRUE | TRUE |  | FALSE | 113 |  | Celanese | 1 | 7678 | 14104 | TX | OTH | 1964 | 13 | OT | OP | Plant unknown | Plant unknown | Plant unknown
119 | Celanese_Engineering_Resin_GEN5 | 0.0442 | ng | gt | ng_gt | 61.7232 | 1989 | OP | Y | eGrid | NG | GT | 2.7282 | [7 empty] | N | Celanese Engineering Resin | 1 |  | TRUE | TRUE | FALSE | TRUE | 1 | FALSE | TRUE | TRUE | TRUE | TRUE | TRUE | TRUE |  | FALSE | 114 |  | Celanese Engineering Resin | GEN5 | 10243 | 14106 | TX | NG | 1989 | 44.2 | GT | OP | 1 | 61723.169 | 1
120 | Channel_Energy_Center_CTG2 | 0.215 | ng | cc_ct_part | ng_cc_ct_part | 6.185 | 2002 | OP | Y | eGrid | NG | CT | 1.3298 | [7 empty] | Y | Channel Energy Center | 3 |  | TRUE | TRUE | TRUE | TRUE | 1 | FALSE | TRUE | TRUE | TRUE | TRUE | TRUE | TRUE |  | FALSE | 115 |  | Channel Energy Center | CTG2 | 55299 | 14111 | TX | NG | 2002 | 215 | CT | OP | 1 | 6185.0146 | 3
121 | Central_Utility_Plant_EG1 | 0.006 | ng | ic | ng_ic | 16.8611 | 1988 | OP | Y | eGrid | NG | IC | 0.10117 | [7 empty] | Y | Central Utility Plant | 3 |  | TRUE | TRUE | FALSE | TRUE | 1 | FALSE | TRUE | TRUE | TRUE | TRUE | TRUE | TRUE |  | FALSE | 116 |  | Central Utility Plant | EG1 | 10184 | 14107 | TX | NG | 1988 | 6 | IC | OP | 1 | 16861.1406 | 3
122 | Central_Utility_Plant_EG2 | 0.006 | ng | ic | ng_ic | 16.8611 | 1988 | OP | Y | eGrid | NG | IC | 0.10117 | [7 empty] | Y | Central Utility Plant | 3 |  | TRUE | TRUE | FALSE | TRUE | 1 | FALSE | TRUE | TRUE | TRUE | TRUE | TRUE | TRUE |  | FALSE | 117 |  | Central Utility Plant | EG2 | 10184 | 14108 | TX | NG | 1988 | 6 | IC | OP | 1 | 16861.1406 | 3
123 | Central_Utility_Plant_TG1 | 0.0023 | ng | st | ng_st | 16.8611 | 1988 | OP | Y | eGrid | NG | ST | 0.038781 |  |  | Y |  |  |  |  | Y | Central Utility Plant | 3 |  | TRUE | TRUE | FALSE | TRUE | 1 | FALSE | TRUE | TRUE | FALSE | TRUE | TRUE | TRUE |  | FALSE | 118 |  | Central Utility Plant | TG1 | 10184 | 14109 | TX | NG | 1988 | 2.3 | ST | OP | 1 | 16861.1406 | 3
124 | Channel_Energy_Center_ST_1 | 0.285 | ng | cc_st_part | ng_cc_st_part | 6.185 | 2002 | OP | Y | eGrid | NG | CA | 1.7627 | [7 empty] | Y | Channel Energy Center | 3 |  | TRUE | TRUE | TRUE | TRUE | 1 | FALSE | TRUE | TRUE | TRUE | TRUE | TRUE | TRUE |  | FALSE | 119 |  | Channel Energy Center | ST-1 | 55299 | 14112 | TX | NG | 2002 | 285 | CA | OP | 1 | 6185.0146 | 3
125 | Channel_Energy_Center_CTG1 | 0.215 | ng | cc_ct_part | ng_cc_ct_part | 6.185 | 2001 | OP | Y | eGrid | NG | CT | 1.3298 | [7 empty] | Y | Channel Energy Center | 3 |  | TRUE | TRUE | TRUE | TRUE | 1 | FALSE | TRUE | TRUE | TRUE | TRUE | TRUE | TRUE |  | FALSE | 120 |  | Channel Energy Center | CTG1 | 55299 | 14110 | TX | NG | 2001 | 215 | CT | OP | 1 | 6185.0146 | 3
126 | Channelview_Cogeneration_Plant_GT1 | 0.1921 | ng | cc_ct_part | ng_cc_ct_part | 5.2143 | 2002 | OP | Y | eGrid | NG | CT | 1.0017 | [7 empty] | Y | Channelview Cogeneration Plant | 5 |  | TRUE | TRUE | TRUE | TRUE | 1 | FALSE | TRUE | TRUE | TRUE | TRUE | TRUE | TRUE |  | FALSE | 121 |  | Channelview Cogeneration Plant | GT1 | 55187 | 14113 | TX | NG | 2002 | 192.1 | CT | OP | 1 | 5214.3132 | 5
127 | Channelview_Cogeneration_Plant_GT2 | 0.1921 | ng | cc_ct_part | ng_cc_ct_part | 5.2143 | 2002 | OP | Y | eGrid | NG | CT | 1.0017 | [7 empty] | Y | Channelview Cogeneration Plant | 5 |  | TRUE | TRUE | TRUE | TRUE | 1 | FALSE | TRUE | TRUE | TRUE | TRUE | TRUE | TRUE |  | FALSE | 122 |  | Channelview Cogeneration Plant | GT2 | 55187 | 14114 | TX | NG | 2002 | 192.1 | CT | OP | 1 | 5214.3132 | 5
128 | Channelview_Cogeneration_Plant_GT3 | 0.1921 | ng | cc_ct_part | ng_cc_ct_part | 5.2143 | 2002 | OP | Y | eGrid | NG | CT | 1.0017 | [7 empty] | Y | Channelview Cogeneration Plant | 5 |  | TRUE | TRUE | TRUE | TRUE | 1 | FALSE | TRUE | TRUE | TRUE | TRUE | TRUE | TRUE |  | FALSE | 123 |  | Channelview Cogeneration Plant | GT3 | 55187 | 14115 | TX | NG | 2002 | 192.1 | CT | OP | 1 | 5214.3132 | 5
129 | Channelview_Cogeneration_Plant_ST1 | 0.1499 | ng | cc_st_part | ng_cc_st_part | 5.2143 | 2002 | OP | Y | eGrid | NG | CA | 0.78163 | [7 empty] | Y | Channelview Cogeneration Plant | 5 |  | TRUE | TRUE | TRUE | TRUE | 1 | FALSE | TRUE | TRUE | TRUE | TRUE | TRUE | TRUE |  | FALSE | 124 |  | Channelview Cogeneration Plant | ST1 | 55187 | 14117 | TX | NG | 2002 | 149.9 | CA | OP | 1 | 5214.3132 | 5
130 | Channelview_Cogeneration_Plant_GT4 | 0.1921 | ng | cc_ct_part | ng_cc_ct_part | 5.2143 | 2001 | OP | Y | eGrid | NG | CT | 1.0017 | [7 empty] | Y | Channelview Cogeneration Plant | 5 |  | TRUE | TRUE | TRUE | TRUE | 1 | FALSE | TRUE | TRUE | TRUE | TRUE | TRUE | TRUE |  | FALSE | 125 |  | Channelview Cogeneration Plant | GT4 | 55187 | 14116 | TX | NG | 2001 | 192.1 | CT | OP | 1 | 5214.3132 | 5
131 | Chocolate_Bayou_Plant_GEN4 | 0.0461 | waste | st | waste_st | 6.2698 | 2000 | OP | Y | eGrid | OG | ST | 0.28904 | [7 empty] | N | Chocolate Bayou Plant | 4 |  | TRUE | FALSE | FALSE | TRUE | 1 | FALSE | TRUE | TRUE | TRUE | TRUE | TRUE | TRUE |  | FALSE | 126 |  | Chocolate Bayou Plant | GEN4 | 10418 | 14121 | TX | OG | 2000 | 46.1 | ST | OP | 1 | 6269.8016 | 4
132 | Chocolate_Bayou_Plant_GEN1 | 0.006 | waste | st | waste_st | 6.2698 | 1993 | OP | Y | eGrid | OG | ST | 0.037619 | [7 empty] | N | Chocolate Bayou Plant | 4 |  | TRUE | FALSE | FALSE | TRUE | 1 | FALSE | TRUE | TRUE | TRUE | TRUE | TRUE | TRUE |  | FALSE | 127 |  | Chocolate Bayou Plant | GEN1 | 10418 | 14118 | TX | OG | 1993 | 6 | ST | OP | 1 | 6269.8016 | 4
133 | Chocolate_Bayou_Plant_GEN2 | 0.0012 | waste | st | waste_st | 6.2698 | 1990 | OS | Y | eGrid | OG | ST | 0.0075238 | [7 empty] | N | Chocolate Bayou Plant | 4 |  | TRUE | FALSE | FALSE | TRUE | 6 | FALSE | TRUE | TRUE | TRUE | TRUE | TRUE | TRUE |  | FALSE | 128 |  | Chocolate Bayou Plant | GEN2 | 10418 | 14119 | TX | OG | 1990 | 1.2 | ST | OS | 1 | 6269.8016 | 4
134 | Chocolate_Bayou_Plant_GEN3 | 0.002 | waste | st | waste_st | 6.2698 | 1990 | OS | Y | eGrid | OG | ST | 0.01254 | [7 empty] | N | Chocolate Bayou Plant | 4 |  | TRUE | FALSE | FALSE | TRUE | 6 | FALSE | TRUE | TRUE | TRUE | TRUE | TRUE | TRUE |  | FALSE | 129 |  | Chocolate Bayou Plant | GEN3 | 10418 | 14120 | TX | OG | 1990 | 2 | ST | OS | 1 | 6269.8016 | 4
135 | Chocolate_Bayou_Works_GEN1 | 0.041 | ng | gt | ng_gt | 5.2691 | 1985 | OP | Y | eGrid | NG | GT | 0.21603 | [7 empty] | N | Chocolate Bayou Works | 1 |  | TRUE | TRUE | FALSE | TRUE | 1 | FALSE | TRUE | TRUE | TRUE | TRUE | TRUE | TRUE |  | FALSE | 130 |  | Chocolate Bayou Works | GEN1 | 10154 | 14122 | TX | NG | 1985 | 41 | GT | OP | 1 | 5269.125 | 1
136 | Clear_Lake_Cogeneration_Ltd_G102 | 0.129 | ng | cc_ct_part | ng_cc_ct_part | 5.6305 | 1985 | OP | Y | eGrid | NG | CT | 0.72633 | [7 empty] | Y | Clear Lake Cogeneration Ltd | 5 |  | TRUE | TRUE | TRUE | TRUE | 1 | FALSE | TRUE | TRUE | TRUE | TRUE | TRUE | TRUE |  | FALSE | 131 |  | Clear Lake Cogeneration Ltd | G102 | 10741 | 14123 | TX | NG | 1985 | 129 | CT | OP | 1 | 5630.4596 | 5
137 | Clear_Lake_Cogeneration_Ltd_G103 | 0.129 | ng | cc_ct_part | ng_cc_ct_part | 5.6305 | 1985 | OP | Y | eGrid | NG | CT | 0.72633 | [7 empty] | Y | Clear Lake Cogeneration Ltd | 5 |  | TRUE | TRUE | TRUE | TRUE | 1 | FALSE | TRUE | TRUE | TRUE | TRUE | TRUE | TRUE |  | FALSE | 132 |  | Clear Lake Cogeneration Ltd | G103 | 10741 | 14124 | TX | NG | 1985 | 129 | CT | OP | 1 | 5630.4596 | 5
138 | Clear_Lake_Cogeneration_Ltd_G104 | 0.129 | ng | cc_ct_part | ng_cc_ct_part | 5.6305 | 1985 | OP | Y | eGrid | NG | CT | 0.72633 | [7 empty] | Y | Clear Lake Cogeneration Ltd | 5 |  | TRUE | TRUE | TRUE | TRUE | 1 | FALSE | TRUE | TRUE | TRUE | TRUE | TRUE | TRUE |  | FALSE | 133 |  | Clear Lake Cogeneration Ltd | G104 | 10741 | 14125 | TX | NG | 1985 | 129 | CT | OP | 1 | 5630.4596 | 5
139 | Clear_Lake_Cogeneration_Ltd_S101 | 0.059 | ng | cc_st_part | ng_cc_st_part | 5.6305 | 1985 | OP | Y | eGrid | NG | CA | 0.3322 | [7 empty] | Y | Clear Lake Cogeneration Ltd | 5 |  | TRUE | TRUE | TRUE | TRUE | 1 | FALSE | TRUE | TRUE | TRUE | TRUE | TRUE | TRUE |  | FALSE | 134 |  | Clear Lake Cogeneration Ltd | S101 | 10741 | 14126 | TX | NG | 1985 | 59 | CA | OP | 1 | 5630.4596 | 5
140 | Clear_Lake_Cogeneration_Ltd_S102 | 0.0192 | ng | cc_st_part | ng_cc_st_part | 5.6305 | 1985 | OP | Y | eGrid | NG | CA | 0.1081 | [7 empty] | Y | Clear Lake Cogeneration Ltd | 5 |  | TRUE | TRUE | FALSE | TRUE | 1 | FALSE | TRUE | TRUE | TRUE | TRUE | TRUE | TRUE |  | FALSE | 135 |  | Clear Lake Cogeneration Ltd | S102 | 10741 | 14127 | TX | NG | 1985 | 19.2 | CA | OP | 1 | 5630.4596 | 5
141 | Coleto_Creek_1 | 0.6004 | coal_sub | st | coal_sub_st | 10.1328 | 1980 | OP | N | eGrid | SUB | ST | 6.0837 | [7 empty] | N | Coleto_Creek | 1 |  | TRUE | TRUE | TRUE | TRUE | 1 | TRUE | TRUE | TRUE | TRUE | TRUE | TRUE | TRUE |  | TRUE | 136 |  | Coleto Creek | 1 | 6178 | 14132 | TX | SUB | 1980 | 600.4 | ST | OP | 0 | 10132.7964 | 1
142 | Coastal_Plains_UNT1 | 0.0013 | waste | ic | waste_ic | 11.2291 | 2003 | OP | N | eGrid | LFG | IC | 0.014598 | [7 empty] | N | Coastal_Plains | 4 |  | TRUE | FALSE | FALSE | TRUE | 1 | TRUE | TRUE | TRUE | TRUE | TRUE | TRUE | TRUE |  | FALSE | 137 |  | Coastal Plains | UNT1 | 55554 | 14128 | TX | LFG | 2003 | 1.3 | IC | OP | 0 | 11229.0556 | 4
143 | Coastal_Plains_UNT2 | 0.0013 | waste | ic | waste_ic | 11.2291 | 2003 | OP | N | eGrid | LFG | IC | 0.014598 | [7 empty] | N | Coastal_Plains | 4 |  | TRUE | FALSE | FALSE | TRUE | 1 | TRUE | TRUE | TRUE | TRUE | TRUE | TRUE | TRUE |  | FALSE | 138 |  | Coastal Plains | UNT2 | 55554 | 14129 | TX | LFG | 2003 | 1.3 | IC | OP | 0 | 11229.0556 | 4
144 | Coastal_Plains_UNT3 | 0.0013 | waste | ic | waste_ic | 11.2291 | 2003 | OP | N | eGrid | LFG | IC | 0.014598 | [7 empty] | N | Coastal_Plains | 4 |  | TRUE | FALSE | FALSE | TRUE | 1 | TRUE | TRUE | TRUE | TRUE | TRUE | TRUE | TRUE |  | FALSE | 139 |  | Coastal Plains | UNT3 | 55554 | 14130 | TX | LFG | 2003 | 1.3 | IC | OP | 0 | 11229.0556 | 4
145 | Coastal_Plains_UNT4 | 0.0013 | waste | ic | waste_ic | 11.2291 | 2003 | OP | N | eGrid | LFG | IC | 0.014598 | [7 empty] | N | Coastal_Plains | 4 |  | TRUE | FALSE | FALSE | TRUE | 1 | TRUE | TRUE | TRUE | TRUE | TRUE | TRUE | TRUE |  | FALSE | 140 |  | Coastal Plains | UNT4 | 55554 | 14131 | TX | LFG | 2003 | 1.3 | IC | OP | 0 | 11229.0556 | 4
146 | Colorado_Bend_Energy_Center_Combined_1 | 0.2781 | ng | cc | ng_cc | 7.3856 | 2007 | OP | N | Combo | NG | CC | 2.0539 | [5 empty] | Y | CCGT |  | Colorado_Bend_Energy_Center | 1 |  | TRUE | TRUE | TRUE | TRUE | 1 | TRUE | TRUE | TRUE | TRUE | TRUE | TRUE | TRUE |  | TRUE | 140 | [11 empty] | #N/A | #N/A | #N/A
147 | Colorado_Bend_Energy_Center_ST1 | 0.1051 | ng | cc_st_part | ng_cc_st_part | 7.3856 | 2007 | OP | N | eGrid | NG | CA | 0.77622 |  |  |  |  | Y |  | CCGT | Y | Colorado_Bend_Energy_Center | 5 |  | TRUE | TRUE | TRUE | TRUE | 1 | TRUE | TRUE | TRUE | TRUE | FALSE | FALSE | TRUE |  | FALSE | 141 |  | Colorado Bend Energy Center | ST1 | 56350 | 14137 | TX | NG | 2007 | 105.1 | CA | OP | 0 | 7385.5687 | 5
148 | Colorado_Bend_Energy_Center_CT1A | 0.0865 | ng | cc_ct_part | ng_cc_ct_part | 7.3856 | 2002 | OP | N | eGrid | NG | CT | 0.63885 |  |  |  |  | Y |  | CCGT | Y | Colorado_Bend_Energy_Center | 5 |  | TRUE | TRUE | TRUE | TRUE | 1 | TRUE | TRUE | TRUE | TRUE | FALSE | FALSE | TRUE |  | FALSE | 142 |  | Colorado Bend Energy Center | CT1A | 56350 | 14133 | TX | NG | 2002 | 86.5 | CT | OP | 0 | 7385.5687 | 5
149 | Colorado_Bend_Energy_Center_CT1B | 0.0865 | ng | cc_ct_part | ng_cc_ct_part | 7.3856 | 2002 | OP | N | eGrid | NG | CT | 0.63885 |  |  |  |  | Y |  | CCGT | Y | Colorado_Bend_Energy_Center | 5 |  | TRUE | TRUE | TRUE | TRUE | 1 | TRUE | TRUE | TRUE | TRUE | FALSE | FALSE | TRUE |  | FALSE | 143 |  | Colorado Bend Energy Center | CT1B | 56350 | 14134 | TX | NG | 2002 | 86.5 | CT | OP | 0 | 7385.5687 | 5
150 | Colorado_Bend_Energy_Center_Combined_2 | 0.2781 | ng | cc | ng_cc | 7.3856 | 2008 | OP | N | Combo | NG | CC | 2.0539 | [5 empty] | Y | CCGT |  | Colorado_Bend_Energy_Center | 2 |  | TRUE | TRUE | TRUE | TRUE | 1 | TRUE | TRUE | TRUE | TRUE | TRUE | TRUE | TRUE |  | TRUE | 143 | [11 empty] | #N/A | #N/A | #N/A
151 | Colorado_Bend_Energy_Center_ST2 | 0.1051 | ng | cc_st_part | ng_cc_st_part | 7.3856 | 2002 | OP | N | EPA Emissions | NG | CC | 0.77622 |  | Y |  | Inferred from capacity adder for CT2A and CT2B from EPA emissions data analysis by Adam | Y |  | CCGT |  | Colorado_Bend_Energy_Center | 2 |  | TRUE | TRUE | TRUE | TRUE | 1 | TRUE | TRUE | TRUE | TRUE | FALSE | FALSE | TRUE |  | FALSE | 143 | [11 empty] | #N/A | #N/A | #N/A
152 | Colorado_Bend_Energy_Center_CT2A | 0.0865 | ng | cc_ct_part | ng_cc_ct_part | 7.3856 | 2002 | OP | N | eGrid | NG | CT | 0.63885 |  |  |  |  | Y |  | CCGT | N | Colorado_Bend_Energy_Center | 5 |  | TRUE | TRUE | TRUE | TRUE | 1 | TRUE | TRUE | TRUE | TRUE | FALSE | FALSE | TRUE |  | FALSE | 144 |  | Colorado Bend Energy Center | CT2A | 56350 | 14135 | TX | NG | 2002 | 86.5 | CT | OP | 0 | 7385.5687 | 5
153 | Colorado_Bend_Energy_Center_CT2B | 0.0865 | ng | cc_ct_part | ng_cc_ct_part | 7.3856 | 2002 | OS | N | eGrid | NG | CT | 0.63885 |  |  |  |  | Y |  | CCGT | N | Colorado_Bend_Energy_Center | 5 |  | TRUE | TRUE | TRUE | TRUE | 6 | TRUE | TRUE | TRUE | TRUE | FALSE | FALSE | TRUE |  | FALSE | 145 |  | Colorado Bend Energy Center | CT2B | 56350 | 14136 | TX | NG | 2002 | 86.5 | CT | OS | 0 | 7385.5687 | 5
154 | Comanche_Peak_2 | 1.215 | u235 | st | u235_st | 10.4 | 1993 | OP | N | eGrid | NUC | ST | 12.636 |  |  | Y | Shrink |  |  |  | N | Comanche_Peak | 2 |  | TRUE | TRUE | TRUE | TRUE | 1 | TRUE | TRUE | TRUE | FALSE | TRUE | TRUE | TRUE |  | FALSE | 146 |  | Comanche Peak | 2 | 6145 | 14139 | TX | NUC | 1993 | 1215 | ST | OP | 0 | N/A | 2
155 | Comanche_Peak_1 | 1.215 | u235 | st | u235_st | 10.4 | 1990 | OP | N | eGrid | NUC | ST | 12.636 |  |  | Y | Shrink |  |  |  | N | Comanche_Peak | 2 |  | TRUE | TRUE | TRUE | TRUE | 1 | TRUE | TRUE | TRUE | FALSE | TRUE | TRUE | TRUE |  | FALSE | 147 |  | Comanche Peak | 1 | 6145 | 14138 | TX | NUC | 1990 | 1215 | ST | OP | 0 | N/A | 2
156 | Copper_1 | 0.0805 | ng | gt | ng_gt | 1 | 1980 | OP | ? | eGrid | NG | GT | 0.0805 | [7 empty] | N | Copper | Plant unknown |  | FALSE | TRUE | TRUE | TRUE | 1 | FALSE | TRUE | TRUE | TRUE | TRUE | TRUE | TRUE |  | FALSE | 148 |  | Copper | 1 | 9 | 14143 | TX | NG | 1980 | 80.5 | GT | OP | Plant unknown | Plant unknown | Plant unknown
157 | Conroe_UNT1 | 0.001 | waste | ic | waste_ic | 1 | 2003 | OP | ? | eGrid | LFG | IC | 0.001 | [7 empty] | N | Conroe | Plant unknown |  | FALSE | FALSE | FALSE | TRUE | 1 | FALSE | TRUE | TRUE | TRUE | TRUE | TRUE | TRUE |  | FALSE | 149 |  | Conroe | UNT1 | 55555 | 14140 | TX | LFG | 2003 | 1 | IC | OP | Plant unknown | Plant unknown | Plant unknown
158 | Conroe_UNT2 | 0.001 | waste | ic | waste_ic | 1 | 2003 | OP | ? | eGrid | LFG | IC | 0.001 | [7 empty] | N | Conroe | Plant unknown |  | FALSE | FALSE | FALSE | TRUE | 1 | FALSE | TRUE | TRUE | TRUE | TRUE | TRUE | TRUE |  | FALSE | 150 |  | Conroe | UNT2 | 55555 | 14141 | TX | LFG | 2003 | 1 | IC | OP | Plant unknown | Plant unknown | Plant unknown
159 | Conroe_UNT3 | 0.001 | waste | ic | waste_ic | 1 | 2003 | SB | ? | eGrid | LFG | IC | 0.001 | [7 empty] | N | Conroe | Plant unknown |  | FALSE | FALSE | FALSE | TRUE | 9 | FALSE | TRUE | TRUE | TRUE | TRUE | TRUE | TRUE |  | FALSE | 151 |  | Conroe | UNT3 | 55555 | 14142 | TX | LFG | 2003 | 1 | IC | SB | Plant unknown | Plant unknown | Plant unknown
160 | Corpus_Christi_GEN1 | 0.041 | ng | gt | ng_gt | 5.3441 | 1989 | OP | Y | eGrid | NG | GT | 0.21911 | [7 empty] | N | Corpus Christi | 1 |  | TRUE | TRUE | FALSE | TRUE | 1 | FALSE | TRUE | TRUE | TRUE | TRUE | TRUE | TRUE |  | FALSE | 152 |  | Corpus Christi | GEN1 | 50475 | 14144 | TX | NG | 1989 | 41 | GT | OP | 1 | 5344.134 | 1
161 | Corpus_Christi_Energy_Center_CT1 | 0.19 | ng | cc_ct_part | ng_cc_ct_part | 9.5359 | 2002 | OP | Y | eGrid | NG | CT | 1.8118 | [7 empty] | Y | Corpus Christi Energy Center | 3 |  | TRUE | TRUE | TRUE | TRUE | 1 | FALSE | TRUE | TRUE | TRUE | TRUE | TRUE | TRUE |  | FALSE | 153 |  | Corpus Christi Energy Center | CT1 | 55206 | 14145 | TX | NG | 2002 | 190 | CT | OP | 1 | 9535.8527 | 3
162 | Corpus_Christi_Energy_Center_CT2 | 0.19 | ng | cc_ct_part | ng_cc_ct_part | 9.5359 | 2002 | OP | Y | eGrid | NG | CT | 1.8118 | [7 empty] | Y | Corpus Christi Energy Center | 3 |  | TRUE | TRUE | TRUE | TRUE | 1 | FALSE | TRUE | TRUE | TRUE | TRUE | TRUE | TRUE |  | FALSE | 154 |  | Corpus Christi Energy Center | CT2 | 55206 | 14146 | TX | NG | 2002 | 190 | CT | OP | 1 | 9535.8527 | 3
163 | Corpus_Christi_Energy_Center_ST1 | 0.1955 | ng | cc_st_part | ng_cc_st_part | 9.5359 | 2002 | OP | Y | eGrid | NG | CA | 1.8643 | [7 empty] | Y | Corpus Christi Energy Center | 3 |  | TRUE | TRUE | TRUE | TRUE | 1 | FALSE | TRUE | TRUE | TRUE | TRUE | TRUE | TRUE |  | FALSE | 155 |  | Corpus Christi Energy Center | ST1 | 55206 | 14147 | TX | NG | 2002 | 195.5 | CA | OP | 1 | 9535.8527 | 3
164 | Corpus_Refinery_FR6 | 0.055 | ng | gt | ng_gt | 6.4454 | 1988 | OP | Y | eGrid | NG | GT | 0.3545 | [7 empty] | Y | Corpus Refinery | 2 |  | TRUE | TRUE | TRUE | TRUE | 1 | FALSE | TRUE | TRUE | TRUE | TRUE | TRUE | TRUE |  | FALSE | 156 |  | Corpus Refinery | FR6 | 50026 | 14149 | TX | NG | 1988 | 55 | GT | OP | 1 | 6445.3903 | 2
165 | Corpus_Refinery_FCCE | 0.0097 | waste | gt | waste_gt | 6.4454 | 1985 | OS | Y | eGrid | OG | GT | 0.06252 | [7 empty] | Y | Corpus Refinery | 2 |  | TRUE | FALSE | FALSE | TRUE | 6 | FALSE | TRUE | TRUE | TRUE | TRUE | TRUE | TRUE |  | FALSE | 157 |  | Corpus Refinery | FCCE | 50026 | 14148 | TX | OG | 1985 | 9.7 | GT | OS | 1 | 6445.3903 | 2
166 | Cottonwood_Energy_Project_CT1 | 0.178 | ng | cc_ct_part | ng_cc_ct_part | 1 | 2003 | OP | ? | eGrid | NG | CT | 0.178 | [7 empty] | Y | Cottonwood Energy Project | Plant unknown |  | FALSE | TRUE | TRUE | TRUE | 1 | FALSE | TRUE | TRUE | TRUE | TRUE | TRUE | TRUE |  | FALSE | 158 |  | Cottonwood Energy Project | CT1 | 55358 | 14150 | TX | NG | 2003 | 178 | CT | OP | Plant unknown | Plant unknown | Plant unknown
167 | Cottonwood_Energy_Project_CT2 | 0.178 | ng | cc_ct_part | ng_cc_ct_part | 1 | 2003 | OP | ? | eGrid | NG | CT | 0.178 | [7 empty] | Y | Cottonwood Energy Project | Plant unknown |  | FALSE | TRUE | TRUE | TRUE | 1 | FALSE | TRUE | TRUE | TRUE | TRUE | TRUE | TRUE |  | FALSE | 159 |  | Cottonwood Energy Project | CT2 | 55358 | 14151 | TX | NG | 2003 | 178 | CT | OP | Plant unknown | Plant unknown | Plant unknown
168 | Cottonwood_Energy_Project_CT3 | 0.178 | ng | cc_ct_part | ng_cc_ct_part | 1 | 2003 | OP | ? | eGrid | NG | CT | 0.178 | [7 empty] | Y | Cottonwood Energy Project | Plant unknown |  | FALSE | TRUE | TRUE | TRUE | 1 | FALSE | TRUE | TRUE | TRUE | TRUE | TRUE | TRUE |  | FALSE | 160 |  | Cottonwood Energy Project | CT3 | 55358 | 14152 | TX | NG | 2003 | 178 | CT | OP | Plant unknown | Plant unknown | Plant unknown
169 | Cottonwood_Energy_Project_CT4 | 0.178 | ng | cc_ct_part | ng_cc_ct_part | 1 | 2003 | OP | ? | eGrid | NG | CT | 0.178 | [7 empty] | Y | Cottonwood Energy Project | Plant unknown |  | FALSE | TRUE | TRUE | TRUE | 1 | FALSE | TRUE | TRUE | TRUE | TRUE | TRUE | TRUE |  | FALSE | 161 |  | Cottonwood Energy Project | CT4 | 55358 | 14153 | TX | NG | 2003 | 178 | CT | OP | Plant unknown | Plant unknown | Plant unknown
170 | Cottonwood_Energy_Project_ST1 | 0.156 | ng | cc_st_part | ng_cc_st_part | 1 | 2003 | OP | ? | eGrid | NG | CA | 0.156 | [7 empty] | Y | Cottonwood Energy Project | Plant unknown |  | FALSE | TRUE | TRUE | TRUE | 1 | FALSE | TRUE | TRUE | TRUE | TRUE | TRUE | TRUE |  | FALSE | 162 |  | Cottonwood Energy Project | ST1 | 55358 | 14154 | TX | NG | 2003 | 156 | CA | OP | Plant unknown | Plant unknown | Plant unknown
171 | Cottonwood_Energy_Project_ST2 | 0.156 | ng | cc_st_part | ng_cc_st_part | 1 | 2003 | OP | ? | eGrid | NG | CA | 0.156 | [7 empty] | Y | Cottonwood Energy Project | Plant unknown |  | FALSE | TRUE | TRUE | TRUE | 1 | FALSE | TRUE | TRUE | TRUE | TRUE | TRUE | TRUE |  | FALSE | 163 |  | Cottonwood Energy Project | ST2 | 55358 | 14155 | TX | NG | 2003 | 156 | CA | OP | Plant unknown | Plant unknown | Plant unknown
172 | Cottonwood_Energy_Project_ST3 | 0.156 | ng | cc_st_part | ng_cc_st_part | 1 | 2003 | OP | ? | eGrid | NG | CA | 0.156 | [7 empty] | Y | Cottonwood Energy Project | Plant unknown |  | FALSE | TRUE | TRUE | TRUE | 1 | FALSE | TRUE | TRUE | TRUE | TRUE | TRUE | TRUE |  | FALSE | 164 |  | Cottonwood Energy Project | ST3 | 55358 | 14156 | TX | NG | 2003 | 156 | CA | OP | Plant unknown | Plant unknown | Plant unknown
173 | Cottonwood_Energy_Project_ST4 | 0.156 | ng | cc_st_part | ng_cc_st_part | 1 | 2003 | OP | ? | eGrid | NG | CA | 0.156 | [7 empty] | Y | Cottonwood Energy Project | Plant unknown |  | FALSE | TRUE | TRUE | TRUE | 1 | FALSE | TRUE | TRUE | TRUE | TRUE | TRUE | TRUE |  | FALSE | 165 |  | Cottonwood Energy Project | ST4 | 55358 | 14157 | TX | NG | 2003 | 156 | CA | OP | Plant unknown | Plant unknown | Plant unknown
174 | Dansby_2 | 0.0491 | ng | gt | ng_gt | 11.2877 | 2004 | OP | N | eGrid | NG | GT | 0.55423 | [7 empty] | Y | Dansby_GT | 1 |  | TRUE | TRUE | FALSE | TRUE | 1 | TRUE | TRUE | TRUE | TRUE | TRUE | TRUE | TRUE |  | FALSE | 166 |  | Dansby | 2 | 6243 | 14159 | TX | NG | 2004 | 49.1 | GT | OP | 0 | 11287.7024 | 2
175 | Dansby_1 | 0.105 | ng | st | ng_st | 11.2877 | 1978 | OP | N | eGrid | NG | ST | 1.1852 |  |  | Y |  |  |  |  | Y | Dansby_ST | 1 |  | TRUE | TRUE | TRUE | TRUE | 1 | TRUE | TRUE | TRUE | FALSE | TRUE | TRUE | TRUE |  | FALSE | 167 |  | Dansby | 1 | 6243 | 14158 | TX | NG | 1978 | 105 | ST | OP | 0 | 11287.7024 | 2
176 | Decker_Creek_GT1 | 0.0515 | ng | gt | ng_gt | 11.002 | 1988 | OP | N | eGrid | NG | GT | 0.5666 |  |  | Y | Up Avg Size |  |  |  | Y | Decker_Creek_GT | 4 |  | TRUE | TRUE | TRUE | TRUE | 1 | TRUE | TRUE | TRUE | FALSE | TRUE | TRUE | TRUE |  | FALSE | 168 |  | Decker Creek | GT1 | 3548 | 14160 | TX | NG | 1988 | 51.5 | GT | OP | 0 | 11002.0326 | 6
177 | Decker_Creek_GT2 | 0.0515 | ng | gt | ng_gt | 11.002 | 1988 | OP | N | eGrid | NG | GT | 0.5666 |  |  | Y | Up Avg Size |  |  |  | Y | Decker_Creek_GT | 4 |  | TRUE | TRUE | TRUE | TRUE | 1 | TRUE | TRUE | TRUE | FALSE | TRUE | TRUE | TRUE |  | FALSE | 169 |  | Decker Creek | GT2 | 3548 | 14161 | TX | NG | 1988 | 51.5 | GT | OP | 0 | 11002.0326 | 6
178 | Decker_Creek_GT3 | 0.0515 | ng | gt | ng_gt | 11.002 | 1988 | OP | N | eGrid | NG | GT | 0.5666 |  |  | Y | Up Avg Size |  |  |  | Y | Decker_Creek_GT | 4 |  | TRUE | TRUE | TRUE | TRUE | 1 | TRUE | TRUE | TRUE | FALSE | TRUE | TRUE | TRUE |  | FALSE | 170 |  | Decker Creek | GT3 | 3548 | 14162 | TX | NG | 1988 | 51.5 | GT | OP | 0 | 11002.0326 | 6
179 | Decker_Creek_GT4 | 0.0515 | ng | gt | ng_gt | 11.002 | 1988 | OP | N | eGrid | NG | GT | 0.5666 |  |  | Y | Up Avg Size |  |  |  | Y | Decker_Creek_GT | 4 |  | TRUE | TRUE | TRUE | TRUE | 1 | TRUE | TRUE | TRUE | FALSE | TRUE | TRUE | TRUE |  | FALSE | 171 |  | Decker Creek | GT4 | 3548 | 14163 | TX | NG | 1988 | 51.5 | GT | OP | 0 | 11002.0326 | 6
180 | Decker_Creek_2 | 0.405 | ng | st | ng_st | 11.002 | 1978 | OP | N | eGrid | NG | ST | 4.4558 |  |  | Y |  |  |  |  | Y | Decker_Creek_ST | 2 |  | TRUE | TRUE | TRUE | TRUE | 1 | TRUE | TRUE | TRUE | FALSE | TRUE | TRUE | TRUE |  | FALSE | 172 |  | Decker Creek | 2 | 3548 | 14165 | TX | NG | 1978 | 405 | ST | OP | 0 | 11002.0326 | 6
181 | Decker_Creek_1 | 0.321 | ng | st | ng_st | 11.002 | 1971 | OP | N | eGrid | NG | ST | 3.5317 |  |  | Y |  |  |  |  | Y | Decker_Creek_ST | 2 |  | TRUE | TRUE | TRUE | TRUE | 1 | TRUE | TRUE | TRUE | FALSE | TRUE | TRUE | TRUE |  | FALSE | 173 |  | Decker Creek | 1 | 3548 | 14164 | TX | NG | 1971 | 321 | ST | OP | 0 | 11002.0326 | 6
182 | DeCordova_Steam_Electric_Station_CT1 | 0.0894 | ng | gt | ng_gt | 12.1467 | 1990 | OP | N | eGrid | NG | GT | 1.0859 |  |  | Y | Shrink |  |  |  | Y | DeCordova_Steam_Electric_Station_GT | 4 |  | TRUE | TRUE | TRUE | TRUE | 1 | TRUE | TRUE | TRUE | FALSE | TRUE | TRUE | TRUE |  | FALSE | 174 |  | DeCordova Steam Electric Station | CT1 | 8063 | 14166 | TX | NG | 1990 | 89.4 | GT | OP | 0 | 12146.7222 | 5
183 | DeCordova_Steam_Electric_Station_CT2 | 0.0894 | ng | gt | ng_gt | 12.1467 | 1990 | OP | N | eGrid | NG | GT | 1.0859 |  |  | Y | Shrink |  |  |  | Y | DeCordova_Steam_Electric_Station_GT | 4 |  | TRUE | TRUE | TRUE | TRUE | 1 | TRUE | TRUE | TRUE | FALSE | TRUE | TRUE | TRUE |  | FALSE | 175 |  | DeCordova Steam Electric Station | CT2 | 8063 | 14167 | TX | NG | 1990 | 89.4 | GT | OP | 0 | 12146.7222 | 5
184 | DeCordova_Steam_Electric_Station_CT3 | 0.0894 | ng | gt | ng_gt | 12.1467 | 1990 | OP | N | eGrid | NG | GT | 1.0859 |  |  | Y | Shrink |  |  |  | Y | DeCordova_Steam_Electric_Station_GT | 4 |  | TRUE | TRUE | TRUE | TRUE | 1 | TRUE | TRUE | TRUE | FALSE | TRUE | TRUE | TRUE |  | FALSE | 176 |  | DeCordova Steam Electric Station | CT3 | 8063 | 14168 | TX | NG | 1990 | 89.4 | GT | OP | 0 | 12146.7222 | 5
185 | DeCordova_Steam_Electric_Station_CT4 | 0.0894 | ng | gt | ng_gt | 12.1467 | 1990 | OP | N | eGrid | NG | GT | 1.0859 | [7 empty] | Y | DeCordova_Steam_Electric_Station_GT | 4 |  | TRUE | TRUE | TRUE | TRUE | 1 | TRUE | TRUE | TRUE | TRUE | TRUE | TRUE | TRUE |  | TRUE | 177 |  | DeCordova Steam Electric Station | CT4 | 8063 | 14169 | TX | NG | 1990 | 89.4 | GT | OP | 0 | 12146.7222 | 5
186 | DeCordova_Steam_Electric_Station_1 | 0.7992 | ng | st | ng_st | 12.1467 | 1975 | OP | N | eGrid | NG | ST | 9.7077 |  |  | Y |  |  |  |  | Y | DeCordova_Steam_Electric_Station_ST | 1 |  | TRUE | TRUE | TRUE | TRUE | 1 | TRUE | TRUE | TRUE | FALSE | TRUE | TRUE | TRUE |  | FALSE | 178 |  | DeCordova Steam Electric Station | 1 | 8063 | 14170 | TX | NG | 1975 | 799.2 | ST | OP | 0 | 12146.7222 | 5
187 | Deer_Park_Energy_Center_CTG3 | 0.18 | ng | cc_ct_part | ng_cc_ct_part | 5.5553 | 2004 | OP | Y | eGrid | NG | CT | 0.99996 | [7 empty] | Y | Deer Park Energy Center | 5 |  | TRUE | TRUE | TRUE | TRUE | 1 | FALSE | TRUE | TRUE | TRUE | TRUE | TRUE | TRUE |  | FALSE | 179 |  | Deer Park Energy Center | CTG3 | 55464 | 14173 | TX | NG | 2004 | 180 | CT | OP | 1 | 5555.3194 | 5
188 | Deer_Park_Energy_Center_CTG4 | 0.18 | ng | cc_ct_part | ng_cc_ct_part | 5.5553 | 2004 | OP | Y | eGrid | NG | CT | 0.99996 | [7 empty] | Y | Deer Park Energy Center | 5 |  | TRUE | TRUE | TRUE | TRUE | 1 | FALSE | TRUE | TRUE | TRUE | TRUE | TRUE | TRUE |  | FALSE | 180 |  | Deer Park Energy Center | CTG4 | 55464 | 14174 | TX | NG | 2004 | 180 | CT | OP | 1 | 5555.3194 | 5
189 | Deer_Park_Energy_Center_STG1 | 0.276 | ng | cc_st_part | ng_cc_st_part | 5.5553 | 2004 | OP | Y | eGrid | NG | CA | 1.5333 | [7 empty] | Y | Deer Park Energy Center | 5 |  | TRUE | TRUE | TRUE | TRUE | 1 | FALSE | TRUE | TRUE | TRUE | TRUE | TRUE | TRUE |  | FALSE | 181 |  | Deer Park Energy Center | STG1 | 55464 | 14175 | TX | NG | 2004 | 276 | CA | OP | 1 | 5555.3194 | 5
190 | Deer_Park_Energy_Center_CTG1 | 0.18 | ng | cc_ct_part | ng_cc_ct_part | 5.5553 | 2003 | OP | Y | eGrid | NG | CT | 0.99996 | [7 empty] | Y | Deer Park Energy Center | 5 |  | TRUE | TRUE | TRUE | TRUE | 1 | FALSE | TRUE | TRUE | TRUE | TRUE | TRUE | TRUE |  | FALSE | 182 |  | Deer Park Energy Center | CTG1 | 55464 | 14171 | TX | NG | 2003 | 180 | CT | OP | 1 | 5555.3194 | 5
191 | Deer_Park_Energy_Center_CTG2 | 0.18 | ng | cc_ct_part | ng_cc_ct_part | 5.5553 | 2003 | OP | Y | eGrid | NG | CT | 0.99996 | [7 empty] | Y | Deer Park Energy Center | 5 |  | TRUE | TRUE | TRUE | TRUE | 1 | FALSE | TRUE | TRUE | TRUE | TRUE | TRUE | TRUE |  | FALSE | 183 |  | Deer Park Energy Center | CTG2 | 55464 | 14172 | TX | NG | 2003 | 180 | CT | OP | 1 | 5555.3194 | 5
192 | Delaware_Mountain_Windfarm_01 | 0.03 | wind |  | wind | 1 | 1999 | OP | N | eGrid | WND | WT | 0.03 |  |  |  |  | Y |  | WIND | N | Delaware_Mountain_Windfarm | 1 |  | TRUE | TRUE | FALSE | TRUE | 1 | TRUE | TRUE | TRUE | TRUE | FALSE | TRUE | FALSE |  | FALSE | 184 |  | Delaware Mountain Windfarm | 01 | 55399 | 14176 | TX | WND | 1999 | 30 | WT | OP | 0 | N/A | 1
193 | Denison_2 | 0.035 | water |  | water | 1 | 1949 | OP | ? | eGrid | WAT | HY | 0.035 | [7 empty] | N | Denison | Plant unknown |  | FALSE | TRUE | FALSE | TRUE | 1 | FALSE | FALSE | TRUE | TRUE | TRUE | TRUE | TRUE |  | FALSE | 185 |  | Denison | 2 | 6416 | 14178 | TX | WAT | 1949 | 35 | HY | OP | Plant unknown | Plant unknown | Plant unknown
194 | Denison_1 | 0.035 | water |  | water | 1 | 1945 | OP | ? | eGrid | WAT | HY | 0.035 | [7 empty] | N | Denison | Plant unknown |  | FALSE | TRUE | FALSE | TRUE | 1 | FALSE | FALSE | TRUE | TRUE | TRUE | TRUE | TRUE |  | FALSE | 186 |  | Denison | 1 | 6416 | 14177 | TX | WAT | 1945 | 35 | HY | OP | Plant unknown | Plant unknown | Plant unknown
195 | Desert_Sky_1 | 0.1605 | wind |  | wind | 1 | 2002 | OP | N | eGrid | WND | WT | 0.1605 |  |  |  |  | Y |  | WIND | N | Desert_Sky | 1 |  | TRUE | TRUE | TRUE | TRUE | 1 | TRUE | TRUE | TRUE | TRUE | FALSE | TRUE | FALSE |  | FALSE | 187 |  | Desert Sky | 1 | 55992 | 14179 | TX | WND | 2002 | 160.5 | WT | OP | 0 | N/A | 1
196 | Dow_Chemical_Texas_Operation_G_64 | 0.0648 | ng | cc_st_part | ng_cc_st_part | 5.6515 | 1987 | OP | Y | eGrid | NG | CA | 0.36622 | [7 empty] | Y | Dow Chemical Texas Operation | 11 |  | TRUE | TRUE | TRUE | TRUE | 1 | FALSE | TRUE | TRUE | TRUE | TRUE | TRUE | TRUE |  | FALSE | 188 |  | Dow Chemical Texas Operation | G-64 | 52120 | 14190 | TX | NG | 1987 | 64.8 | CA | OP | 1 | 5651.5104 | 11
197 | DFW_Gas_Recovery_GEN1 | 0.003 | waste | gt | waste_gt | 18.1453 | 1988 | OP | N | eGrid | LFG | GT | 0.054436 | [7 empty] | N | DFW_Gas_Recovery | 2 |  | TRUE | FALSE | FALSE | TRUE | 1 | TRUE | TRUE | TRUE | TRUE | TRUE | TRUE | TRUE |  | FALSE | 189 |  | DFW Gas Recovery | GEN1 | 50569 | 14180 | TX | LFG | 1988 | 3 | GT | OP | 0 | 18145.3071 | 2
198 | DFW_Gas_Recovery_GEN2 | 0.003 | waste | gt | waste_gt | 18.1453 | 1988 | OP | N | eGrid | LFG | GT | 0.054436 | [7 empty] | N | DFW_Gas_Recovery | 2 |  | TRUE | FALSE | FALSE | TRUE | 1 | TRUE | TRUE | TRUE | TRUE | TRUE | TRUE | TRUE |  | FALSE | 190 |  | DFW Gas Recovery | GEN2 | 50569 | 14181 | TX | LFG | 1988 | 3 | GT | OP | 0 | 18145.3071 | 2
199 | Domain_Plant_DOMG1 | 0.005 | ng | gt | ng_gt | 11.841 | 2004 | OP | Y | eGrid | NG | GT | 0.059205 | [7 empty] | N | Domain Plant | 1 |  | TRUE | TRUE | FALSE | TRUE | 1 | FALSE | TRUE | TRUE | TRUE | TRUE | TRUE | TRUE |  | FALSE | 191 |  | Domain Plant | DOMG1 | 56373 | 14182 | TX | NG | 2004 | 5 | GT | OP | 1 | 11841.0372 | 1
200 | Dow_Chemical_Texas_Operation_G_65 | 0.1113 | ng | cc_st_part | ng_cc_st_part | 5.6515 | 1984 | OP | Y | eGrid | NG | CA | 0.62901 | [7 empty] | Y | Dow Chemical Texas Operation | 11 |  | TRUE | TRUE | TRUE | TRUE | 1 | FALSE | TRUE | TRUE | TRUE | TRUE | TRUE | TRUE |  | FALSE | 192 |  | Dow Chemical Texas Operation | G-65 | 52120 | 14191 | TX | NG | 1984 | 111.3 | CA | OP | 1 | 5651.5104 | 11
201 | Dow_Chemical_Texas_Operation_G_67 | 0.119 | ng | cc_ct_part | ng_cc_ct_part | 5.6515 | 1984 | OP | Y | eGrid | NG | CT | 0.67253 | [7 empty] | Y | Dow Chemical Texas Operation | 11 |  | TRUE | TRUE | TRUE | TRUE | 1 | FALSE | TRUE | TRUE | TRUE | TRUE | TRUE | TRUE |  | FALSE | 193 |  | Dow Chemical Texas Operation | G-67 | 52120 | 14193 | TX | NG | 1984 | 119 | CT | OP | 1 | 5651.5104 | 11
202 | Dow_Chemical_Texas_Operation_G_35 | 0.119 | ng | cc_ct_part | ng_cc_ct_part | 5.6515 | 1983 | OP | Y | eGrid | NG | CT | 0.67253 | [7 empty] | Y | Dow Chemical Texas Operation | 11 |  | TRUE | TRUE | TRUE | TRUE | 1 | FALSE | TRUE | TRUE | TRUE | TRUE | TRUE | TRUE |  | FALSE | 194 |  | Dow Chemical Texas Operation | G-35 | 52120 | 14184 | TX | NG | 1983 | 119 | CT | OP | 1 | 5651.5104 | 11
203 | Dow_Chemical_Texas_Operation_G_36 | 0.119 | ng | cc_ct_part | ng_cc_ct_part | 5.6515 | 1983 | OS | Y | eGrid | NG | CT | 0.67253 | [7 empty] | Y | Dow Chemical Texas Operation | 11 |  | TRUE | TRUE | TRUE | TRUE | 6 | FALSE | TRUE | TRUE | TRUE | TRUE | TRUE | TRUE |  | FALSE | 195 |  | Dow Chemical Texas Operation | G-36 | 52120 | 14185 | TX | NG | 1983 | 119 | CT | OS | 1 | 5651.5104 | 11
204 | Dow_Chemical_Texas_Operation_G_66 | 0.119 | ng | cc_ct_part | ng_cc_ct_part | 5.6515 | 1983 | OP | Y | eGrid | NG | CT | 0.67253 | [7 empty] | Y | Dow Chemical Texas Operation | 11 |  | TRUE | TRUE | TRUE | TRUE | 1 | FALSE | TRUE | TRUE | TRUE | TRUE | TRUE | TRUE |  | FALSE | 196 |  | Dow Chemical Texas Operation | G-66 | 52120 | 14192 | TX | NG | 1983 | 119 | CT | OP | 1 | 5651.5104 | 11
205 | Dow_Chemical_Texas_Operation_G_61 | 0.0945 | ng | cc_ct_part | ng_cc_ct_part | 5.6515 | 1982 | OP | Y | eGrid | NG | CT | 0.53407 | [7 empty] | Y | Dow Chemical Texas Operation | 11 |  | TRUE | TRUE | TRUE | TRUE | 1 | FALSE | TRUE | TRUE | TRUE | TRUE | TRUE | TRUE |  | FALSE | 197 |  | Dow Chemical Texas Operation | G-61 | 52120 | 14187 | TX | NG | 1982 | 94.5 | CT | OP | 1 | 5651.5104 | 11
206 | Dow_Chemical_Texas_Operation_G_62 | 0.0945 | ng | cc_ct_part | ng_cc_ct_part | 5.6515 | 1982 | OP | Y | eGrid | NG | CT | 0.53407 | [7 empty] | Y | Dow Chemical Texas Operation | 11 |  | TRUE | TRUE | TRUE | TRUE | 1 | FALSE | TRUE | TRUE | TRUE | TRUE | TRUE | TRUE |  | FALSE | 198 |  | Dow Chemical Texas Operation | G-62 | 52120 | 14188 | TX | NG | 1982 | 94.5 | CT | OP | 1 | 5651.5104 | 11
207 | Dow_Chemical_Texas_Operation_G_63 | 0.0945 | ng | cc_ct_part | ng_cc_ct_part | 5.6515 | 1982 | OP | Y | eGrid | NG | CT | 0.53407 | [7 empty] | Y | Dow Chemical Texas Operation | 11 |  | TRUE | TRUE | TRUE | TRUE | 1 | FALSE | TRUE | TRUE | TRUE | TRUE | TRUE | TRUE |  | FALSE | 199 |  | Dow Chemical Texas Operation | G-63 | 52120 | 14189 | TX | NG | 1982 | 94.5 | CT | OP | 1 | 5651.5104 | 11
208 | Dow_Chemical_Texas_Operation_G_37 | 0.075 | ng | cc_ct_part | ng_cc_ct_part | 5.6515 | 1978 | OP | Y | eGrid | NG | CT | 0.42386 | [7 empty] | Y | Dow Chemical Texas Operation | 11 |  | TRUE | TRUE | TRUE | TRUE | 1 | FALSE | TRUE | TRUE | TRUE | TRUE | TRUE | TRUE |  | FALSE | 200 |  | Dow Chemical Texas Operation | G-37 | 52120 | 14186 | TX | NG | 1978 | 75 | CT | OP | 1 | 5651.5104 | 11
209 | Dow_Chemical_Texas_Operation_G_33 | 0.049 | ng | cc_st_part | ng_cc_st_part | 5.6515 | 1953 | RE | Y | eGrid | NG | CA | 0.27692 | [7 empty] | Y | Dow Chemical Texas Operation | 11 |  | TRUE | TRUE | FALSE | TRUE | FALSE | FALSE | TRUE | TRUE | TRUE | TRUE | TRUE | TRUE |  | FALSE | 201 |  | Dow Chemical Texas Operation | G-33 | 52120 | 14183 | TX | NG | 1953 | 49 | CA | RE | 1 | 5651.5104 | 11
210 | Eastman_Cogeneration_Facility_GEN1 | 0.17 | ng | cc_ct_part | ng_cc_ct_part | 1 | 2001 | OP | ? | eGrid | NG | CT | 0.17 | [7 empty] | Y | Eastman Cogeneration Facility | Plant unknown |  | FALSE | TRUE | TRUE | TRUE | 1 | FALSE | TRUE | TRUE | TRUE | TRUE | TRUE | TRUE |  | FALSE | 202 |  | Eastman Cogeneration Facility | GEN1 | 55176 | 14199 | TX | NG | 2001 | 170 | CT | OP | Plant unknown | Plant unknown | Plant unknown
211 | Dunlap_TP_1_1 | 0.0018 | water |  | water | 1 | 1927 | OP | N | eGrid | WAT | HY | 0.0018 | [7 empty] | N | Dunlap_TP_1 | 2 |  | TRUE | TRUE | FALSE | TRUE | 1 | TRUE | FALSE | TRUE | TRUE | TRUE | TRUE | TRUE |  | FALSE | 203 |  | Dunlap TP 1 | 1 | 3582 | 14194 | TX | WAT | 1927 | 1.8 | HY | OP | 0 | N/A | 2
212 | Dunlap_TP_1_2 | 0.0018 | water |  | water | 1 | 1927 | OP | N | eGrid | WAT | HY | 0.0018 | [7 empty] | N | Dunlap_TP_1 | 2 |  | TRUE | TRUE | FALSE | TRUE | 1 | TRUE | FALSE | TRUE | TRUE | TRUE | TRUE | TRUE |  | FALSE | 204 |  | Dunlap TP 1 | 2 | 3582 | 14195 | TX | WAT | 1927 | 1.8 | HY | OP | 0 | N/A | 2
213 | Eagle_Pass_1 | 0.0032 | water |  | water | 1 | 1932 | OP | N | eGrid | WAT | HY | 0.0032 | [7 empty] | N | Eagle_Pass | 3 |  | TRUE | TRUE | FALSE | TRUE | 1 | TRUE | FALSE | TRUE | TRUE | TRUE | TRUE | TRUE |  | FALSE | 205 |  | Eagle Pass | 1 | 3437 | 14196 | TX | WAT | 1932 | 3.2 | HY | OP | 0 | N/A | 3
214 | Eagle_Pass_2 | 0.0032 | water |  | water | 1 | 1932 | OP | N | eGrid | WAT | HY | 0.0032 | [7 empty] | N | Eagle_Pass | 3 |  | TRUE | TRUE | FALSE | TRUE | 1 | TRUE | FALSE | TRUE | TRUE | TRUE | TRUE | TRUE |  | FALSE | 206 |  | Eagle Pass | 2 | 3437 | 14197 | TX | WAT | 1932 | 3.2 | HY | OP | 0 | N/A | 3
215 | Eagle_Pass_3 | 0.0032 | water |  | water | 1 | 1932 | OP | N | eGrid | WAT | HY | 0.0032 | [7 empty] | N | Eagle_Pass | 3 |  | TRUE | TRUE | FALSE | TRUE | 1 | TRUE | FALSE | TRUE | TRUE | TRUE | TRUE | TRUE |  | FALSE | 207 |  | Eagle Pass | 3 | 3437 | 14198 | TX | WAT | 1932 | 3.2 | HY | OP | 0 | N/A | 3
216 | Eastman_Cogeneration_Facility_GEN2 | 0.17 | ng | cc_ct_part | ng_cc_ct_part | 1 | 2001 | OP | ? | eGrid | NG | CT | 0.17 | [7 empty] | Y | Eastman Cogeneration Facility | Plant unknown |  | FALSE | TRUE | TRUE | TRUE | 1 | FALSE | TRUE | TRUE | TRUE | TRUE | TRUE | TRUE |  | FALSE | 208 |  | Eastman Cogeneration Facility | GEN2 | 55176 | 14200 | TX | NG | 2001 | 170 | CT | OP | Plant unknown | Plant unknown | Plant unknown
217 | Eastman_Cogeneration_Facility_GEN3 | 0.1277 | ng | cc_st_part | ng_cc_st_part | 1 | 2001 | OP | ? | eGrid | NG | CA | 0.1277 | [7 empty] | Y | Eastman Cogeneration Facility | Plant unknown |  | FALSE | TRUE | TRUE | TRUE | 1 | FALSE | TRUE | TRUE | TRUE | TRUE | TRUE | TRUE |  | FALSE | 209 |  | Eastman Cogeneration Facility | GEN3 | 55176 | 14201 | TX | NG | 2001 | 127.7 | CA | OP | Plant unknown | Plant unknown | Plant unknown
218 | EG178_Facility_CTG1 | 0.0605 | ng | cc_ct_part | ng_cc_ct_part | 7.686 | 2005 | OP | Y | eGrid | NG | CT | 0.46501 | [7 empty] | Y | EG178 Facility | 3 |  | TRUE | TRUE | TRUE | TRUE | 1 | FALSE | TRUE | TRUE | TRUE | TRUE | TRUE | TRUE |  | FALSE | 210 |  | EG178 Facility | CTG1 | 56233 | 14202 | TX | NG | 2005 | 60.5 | CT | OP | 1 | 7686.0427 | 3
219 | EG178_Facility_CT02 | 0.0605 | ng | cc_ct_part | ng_cc_ct_part | 7.686 | 2005 | OP | Y | eGrid | NG | CT | 0.46501 | [7 empty] | Y | EG178 Facility | 3 |  | TRUE | TRUE | TRUE | TRUE | 1 | FALSE | TRUE | TRUE | TRUE | TRUE | TRUE | TRUE |  | FALSE | 211 |  | EG178 Facility | CT02 | 56233 | 14203 | TX | NG | 2005 | 60.5 | CT | OP | 1 | 7686.0427 | 3
220 | EG178_Facility_STG | 0.0329 | ng | cc_st_part | ng_cc_st_part | 7.686 | 2005 | OP | Y | eGrid | NG | CA | 0.25287 | [7 empty] | Y | EG178 Facility | 3 |  | TRUE | TRUE | FALSE | TRUE | 1 | FALSE | TRUE | TRUE | TRUE | TRUE | TRUE | TRUE |  | FALSE | 212 |  | EG178 Facility | STG | 56233 | 14204 | TX | NG | 2005 | 32.9 | CA | OP | 1 | 7686.0427 | 3
221 | Engineered_Carbons_Borger_Cogen_GEN1 | 0.02 | waste | st | waste_st | 1 | 1982 | OP | ? | eGrid | OG | ST | 0.02 | [7 empty] | N | Engineered Carbons Borger Cogen | Plant unknown |  | FALSE | FALSE | FALSE | TRUE | 1 | FALSE | TRUE | TRUE | TRUE | TRUE | TRUE | TRUE |  | FALSE | 213 |  | Engineered Carbons Borger Cogen | GEN1 | 10072 | 14205 | TX | OG | 1982 | 20 | ST | OP | Plant unknown | Plant unknown | Plant unknown
222 | Engineered_Carbons_Echo_Cogeneration_GEN1 | 0.01 | waste | st | waste_st | 1 | 1985 | OP | ? | eGrid | OG | ST | 0.01 | [7 empty] | N | Engineered Carbons Echo Cogeneration | Plant unknown |  | FALSE | FALSE | FALSE | TRUE | 1 | FALSE | TRUE | TRUE | TRUE | TRUE | TRUE | TRUE |  | FALSE | 214 |  | Engineered Carbons Echo Cogeneration | GEN1 | 10187 | 14206 | TX | OG | 1985 | 10 | ST | OP | Plant unknown | Plant unknown | Plant unknown
223 | Ennis_Power_Company_Combined | 0.418 | ng | cc | ng_cc | 7.3607 | 2002 | OP | N | Combo | NG | CC | 3.0768 | [5 empty] | Y | CCGT |  | Ennis_Power_Company_LLC | 1 |  | TRUE | TRUE | TRUE | TRUE | 1 | TRUE | TRUE | TRUE | TRUE | TRUE | TRUE | TRUE |  | TRUE | 214 | [11 empty] | #N/A | #N/A | #N/A
224 | Ennis_Power_Company_LLC_GT1 | 0.285 | ng | cc_ct_part | ng_cc_ct_part | 7.3607 | 2002 | OP | N | eGrid | NG | CT | 2.0978 |  |  |  |  | Y |  | CCGT | Y | Ennis_Power_Company_LLC | 2 |  | TRUE | TRUE | TRUE | TRUE | 1 | TRUE | TRUE | TRUE | TRUE | FALSE | FALSE | TRUE |  | FALSE | 215 |  | Ennis Power Company LLC | GT1 | 55223 | 14207 | TX | NG | 2002 | 285 | CT | OP | 0 | 7360.7479 | 2
225 | Ennis_Power_Company_LLC_ST1 | 0.133 | ng | cc_st_part | ng_cc_st_part | 7.3607 | 2002 | OP | N | eGrid | NG | CA | 0.97898 |  |  |  |  | Y |  | CCGT | Y | Ennis_Power_Company_LLC | 2 |  | TRUE | TRUE | TRUE | TRUE | 1 | TRUE | TRUE | TRUE | TRUE | FALSE | FALSE | TRUE |  | FALSE | 216 |  | Ennis Power Company LLC | ST1 | 55223 | 14208 | TX | NG | 2002 | 133 | CA | OP | 0 | 7360.7479 | 2
226 | Exelon_LaPorte_Generating_Station_GT1 | 0.059 | ng | gt | ng_gt | 12.6763 | 2001 | OP | N | eGrid | NG | GT | 0.7479 |  |  | Y | Up Avg Size |  |  |  | N | Exelon_LaPorte_Generating_Station | 4 |  | TRUE | TRUE | TRUE | TRUE | 1 | TRUE | TRUE | TRUE | FALSE | TRUE | TRUE | TRUE |  | FALSE | 217 |  | Exelon LaPorte Generating Station | GT1 | 55365 | 14217 | TX | NG | 2001 | 59 | GT | OP | 0 | 12676.2768 | 4
227 | Enterprise_Products_Operating_GEN1 | 0.0025 | ng | gt | ng_gt | 5.36 | 1984 | OP | Y | eGrid | NG | GT | 0.0134 | [7 empty] | N | Enterprise Products Operating | 8 |  | TRUE | TRUE | FALSE | TRUE | 1 | FALSE | TRUE | TRUE | TRUE | TRUE | TRUE | TRUE |  | FALSE | 218 |  | Enterprise Products Operating | GEN1 | 10261 | 14209 | TX | NG | 1984 | 2.5 | GT | OP | 1 | 5360.0471 | 8
228 | Enterprise_Products_Operating_GEN2 | 0.0025 | ng | gt | ng_gt | 5.36 | 1984 | OP | Y | eGrid | NG | GT | 0.0134 | [7 empty] | N | Enterprise Products Operating | 8 |  | TRUE | TRUE | FALSE | TRUE | 1 | FALSE | TRUE | TRUE | TRUE | TRUE | TRUE | TRUE |  | FALSE | 219 |  | Enterprise Products Operating | GEN2 | 10261 | 14210 | TX | NG | 1984 | 2.5 | GT | OP | 1 | 5360.0471 | 8
229 | Enterprise_Products_Operating_GEN3 | 0.0034 | ng | gt | ng_gt | 5.36 | 1991 | OP | Y | eGrid | NG | GT | 0.018224 | [7 empty] | N | Enterprise Products Operating | 8 |  | TRUE | TRUE | FALSE | TRUE | 1 | FALSE | TRUE | TRUE | TRUE | TRUE | TRUE | TRUE |  | FALSE | 220 |  | Enterprise Products Operating | GEN3 | 10261 | 14211 | TX | NG | 1991 | 3.4 | GT | OP | 1 | 5360.0471 | 8
230 | Enterprise_Products_Operating_GEN4 | 0.0034 | ng | gt | ng_gt | 5.36 | 1991 | OP | Y | eGrid | NG | GT | 0.018224 | [7 empty] | N | Enterprise Products Operating | 8 |  | TRUE | TRUE | FALSE | TRUE | 1 | FALSE | TRUE | TRUE | TRUE | TRUE | TRUE | TRUE |  | FALSE | 221 |  | Enterprise Products Operating | GEN4 | 10261 | 14212 | TX | NG | 1991 | 3.4 | GT | OP | 1 | 5360.0471 | 8
231 | Enterprise_Products_Operating_GEN5 | 0.0034 | ng | gt | ng_gt | 5.36 | 1991 | OP | Y | eGrid | NG | GT | 0.018224 | [7 empty] | N | Enterprise Products Operating | 8 |  | TRUE | TRUE | FALSE | TRUE | 1 | FALSE | TRUE | TRUE | TRUE | TRUE | TRUE | TRUE |  | FALSE | 222 |  | Enterprise Products Operating | GEN5 | 10261 | 14213 | TX | NG | 1991 | 3.4 | GT | OP | 1 | 5360.0471 | 8
232 | Enterprise_Products_Operating_GEN6 | 0.0035 | ng | gt | ng_gt | 5.36 | 1996 | OP | Y | eGrid | NG | GT | 0.01876 | [7 empty] | N | Enterprise Products Operating | 8 |  | TRUE | TRUE | FALSE | TRUE | 1 | FALSE | TRUE | TRUE | TRUE | TRUE | TRUE | TRUE |  | FALSE | 223 |  | Enterprise Products Operating | GEN6 | 10261 | 14214 | TX | NG | 1996 | 3.5 | GT | OP | 1 | 5360.0471 | 8
233 | Enterprise_Products_Operating_GEN7 | 0.0035 | ng | gt | ng_gt | 5.36 | 1996 | OP | Y | eGrid | NG | GT | 0.01876 | [7 empty] | N | Enterprise Products Operating | 8 |  | TRUE | TRUE | FALSE | TRUE | 1 | FALSE | TRUE | TRUE | TRUE | TRUE | TRUE | TRUE |  | FALSE | 224 |  | Enterprise Products Operating | GEN7 | 10261 | 14215 | TX | NG | 1996 | 3.5 | GT | OP | 1 | 5360.0471 | 8
234 | Enterprise_Products_Operating_GEN8 | 0.0035 | ng | gt | ng_gt | 5.36 | 1996 | OP | Y | eGrid | NG | GT | 0.01876 | [7 empty] | N | Enterprise Products Operating | 8 |  | TRUE | TRUE | FALSE | TRUE | 1 | FALSE | TRUE | TRUE | TRUE | TRUE | TRUE | TRUE |  | FALSE | 225 |  | Enterprise Products Operating | GEN8 | 10261 | 14216 | TX | NG | 1996 | 3.5 | GT | OP | 1 | 5360.0471 | 8
235 | Exelon_LaPorte_Generating_Station_GT2 | 0.059 | ng | gt | ng_gt | 12.6763 | 2001 | OP | N | eGrid | NG | GT | 0.7479 |  |  | Y | Up Avg Size |  |  |  | N | Exelon_LaPorte_Generating_Station | 4 |  | TRUE | TRUE | TRUE | TRUE | 1 | TRUE | TRUE | TRUE | FALSE | TRUE | TRUE | TRUE |  | FALSE | 226 |  | Exelon LaPorte Generating Station | GT2 | 55365 | 14218 | TX | NG | 2001 | 59 | GT | OP | 0 | 12676.2768 | 4
236 | Exelon_LaPorte_Generating_Station_GT3 | 0.059 | ng | gt | ng_gt | 12.6763 | 2001 | OP | N | eGrid | NG | GT | 0.7479 |  |  | Y | Up Avg Size |  |  |  | N | Exelon_LaPorte_Generating_Station | 4 |  | TRUE | TRUE | TRUE | TRUE | 1 | TRUE | TRUE | TRUE | FALSE | TRUE | TRUE | TRUE |  | FALSE | 227 |  | Exelon LaPorte Generating Station | GT3 | 55365 | 14219 | TX | NG | 2001 | 59 | GT | OP | 0 | 12676.2768 | 4
237 | Exelon_LaPorte_Generating_Station_GT4 | 0.059 | ng | gt | ng_gt | 12.6763 | 2001 | OP | N | eGrid | NG | GT | 0.7479 |  |  | Y | Up Avg Size |  |  |  | N | Exelon_LaPorte_Generating_Station | 4 |  | TRUE | TRUE | TRUE | TRUE | 1 | TRUE | TRUE | TRUE | FALSE | TRUE | TRUE | TRUE |  | FALSE | 228 |  | Exelon LaPorte Generating Station | GT4 | 55365 | 14220 | TX | NG | 2001 | 59 | GT | OP | 0 | 12676.2768 | 4
238 | ExxonMobil_Baytown_Refinery_GT38 | 0.0365 | ng | gt | ng_gt | 11.7004 | 1989 | OP | Y | eGrid | NG | GT | 0.42707 | [7 empty] | Y | ExxonMobil Baytown Refinery | 7 |  | TRUE | TRUE | FALSE | TRUE | 1 | FALSE | TRUE | TRUE | TRUE | TRUE | TRUE | TRUE |  | FALSE | 229 |  | ExxonMobil Baytown Refinery | GT38 | 10436 | 14221 | TX | NG | 1989 | 36.5 | GT | OP | 1 | 11700.4314 | 7
239 | ExxonMobil_Baytown_Refinery_GT45 | 0.0365 | ng | gt | ng_gt | 11.7004 | 1988 | OP | Y | eGrid | NG | GT | 0.42707 | [7 empty] | Y | ExxonMobil Baytown Refinery | 7 |  | TRUE | TRUE | FALSE | TRUE | 1 | FALSE | TRUE | TRUE | TRUE | TRUE | TRUE | TRUE |  | FALSE | 230 |  | ExxonMobil Baytown Refinery | GT45 | 10436 | 14226 | TX | NG | 1988 | 36.5 | GT | OP | 1 | 11700.4314 | 7
240 | ExxonMobil_Baytown_Refinery_GT41 | 0.02 | ng | gt | ng_gt | 11.7004 | 1977 | OP | Y | eGrid | NG | GT | 0.23401 | [7 empty] | Y | ExxonMobil Baytown Refinery | 7 |  | TRUE | TRUE | FALSE | TRUE | 1 | FALSE | TRUE | TRUE | TRUE | TRUE | TRUE | TRUE |  | FALSE | 231 |  | ExxonMobil Baytown Refinery | GT41 | 10436 | 14222 | TX | NG | 1977 | 20 | GT | OP | 1 | 11700.4314 | 7
241 | ExxonMobil_Baytown_Refinery_GT42 | 0.02 | ng | gt | ng_gt | 11.7004 | 1977 | OP | Y | eGrid | NG | GT | 0.23401 | [7 empty] | Y | ExxonMobil Baytown Refinery | 7 |  | TRUE | TRUE | FALSE | TRUE | 1 | FALSE | TRUE | TRUE | TRUE | TRUE | TRUE | TRUE |  | FALSE | 232 |  | ExxonMobil Baytown Refinery | GT42 | 10436 | 14223 | TX | NG | 1977 | 20 | GT | OP | 1 | 11700.4314 | 7
242 | ExxonMobil_Baytown_Refinery_GT43 | 0.02 | ng | gt | ng_gt | 11.7004 | 1977 | OP | Y | eGrid | NG | GT | 0.23401 | [7 empty] | Y | ExxonMobil Baytown Refinery | 7 |  | TRUE | TRUE | FALSE | TRUE | 1 | FALSE | TRUE | TRUE | TRUE | TRUE | TRUE | TRUE |  | FALSE | 233 |  | ExxonMobil Baytown Refinery | GT43 | 10436 | 14224 | TX | NG | 1977 | 20 | GT | OP | 1 | 11700.4314 | 7
243 | ExxonMobil_Baytown_Refinery_GT44 | 0.02 | ng | gt | ng_gt | 11.7004 | 1977 | OP | Y | eGrid | NG | GT | 0.23401 | [7 empty] | Y | ExxonMobil Baytown Refinery | 7 |  | TRUE | TRUE | FALSE | TRUE | 1 | FALSE | TRUE | TRUE | TRUE | TRUE | TRUE | TRUE |  | FALSE | 234 |  | ExxonMobil Baytown Refinery | GT44 | 10436 | 14225 | TX | NG | 1977 | 20 | GT | OP | 1 | 11700.4314 | 7
244 | ExxonMobil_Baytown_Turbine_GEN5 | 0.165 | ng | gt | ng_gt | 6.0498 | 2004 | OP | Y | eGrid | NG | GT | 0.99822 | [7 empty] | N | ExxonMobil Baytown Turbine | 5 |  | TRUE | TRUE | TRUE | TRUE | 1 | FALSE | TRUE | TRUE | TRUE | TRUE | TRUE | TRUE |  | FALSE | 235 |  | ExxonMobil Baytown Turbine | GEN5 | 10692 | 14232 | TX | NG | 2004 | 165 | GT | OP | 1 | 6049.7886 | 5
245 | ExxonMobil_Baytown_Refinery_ST34 | 0.0075 | waste | st | waste_st | 11.7004 | 1952 | OA | Y | eGrid | WH | ST | 0.087753 | [7 empty] | N | ExxonMobil Baytown Refinery | 7 |  | TRUE | FALSE | FALSE | TRUE | FALSE | FALSE | TRUE | TRUE | TRUE | TRUE | TRUE | TRUE |  | FALSE | 236 |  | ExxonMobil Baytown Refinery | ST34 | 10436 | 14227 | TX | WH | 1952 | 7.5 | ST | OA | 1 | 11700.4314 | 7
246 | ExxonMobil_Baytown_Turbine_GEN4 | 0.1 | ng | gt | ng_gt | 6.0498 | 1997 | OP | Y | eGrid | NG | GT | 0.60498 | [7 empty] | N | ExxonMobil Baytown Turbine | 5 |  | TRUE | TRUE | TRUE | TRUE | 1 | FALSE | TRUE | TRUE | TRUE | TRUE | TRUE | TRUE |  | FALSE | 237 |  | ExxonMobil Baytown Turbine | GEN4 | 10692 | 14231 | TX | NG | 1997 | 100 | GT | OP | 1 | 6049.7886 | 5
247 | ExxonMobil_Baytown_Turbine_GEN1 | 0.0373 | ng | gt | ng_gt | 6.0498 | 1989 | OP | Y | eGrid | NG | GT | 0.22566 | [7 empty] | N | ExxonMobil Baytown Turbine | 5 |  | TRUE | TRUE | FALSE | TRUE | 1 | FALSE | TRUE | TRUE | TRUE | TRUE | TRUE | TRUE |  | FALSE | 238 |  | ExxonMobil Baytown Turbine | GEN1 | 10692 | 14228 | TX | NG | 1989 | 37.3 | GT | OP | 1 | 6049.7886 | 5
248 | ExxonMobil_Baytown_Turbine_GEN2 | 0.0373 | ng | gt | ng_gt | 6.0498 | 1989 | OP | Y | eGrid | NG | GT | 0.22566 | [7 empty] | N | ExxonMobil Baytown Turbine | 5 |  | TRUE | TRUE | FALSE | TRUE | 1 | FALSE | TRUE | TRUE | TRUE | TRUE | TRUE | TRUE |  | FALSE | 239 |  | ExxonMobil Baytown Turbine | GEN2 | 10692 | 14229 | TX | NG | 1989 | 37.3 | GT | OP | 1 | 6049.7886 | 5
249 | ExxonMobil_Baytown_Turbine_GEN3 | 0.0373 | ng | gt | ng_gt | 6.0498 | 1989 | OP | Y | eGrid | NG | GT | 0.22566 | [7 empty] | N | ExxonMobil Baytown Turbine | 5 |  | TRUE | TRUE | FALSE | TRUE | 1 | FALSE | TRUE | TRUE | TRUE | TRUE | TRUE | TRUE |  | FALSE | 240 |  | ExxonMobil Baytown Turbine | GEN3 | 10692 | 14230 | TX | NG | 1989 | 37.3 | GT | OP | 1 | 6049.7886 | 5
250 | ExxonMobil_Beaumont_Refinery_TG41 | 0.163 | ng | gt | ng_gt | 1 | 2005 | OP | ? | eGrid | NG | GT | 0.163 | [7 empty] | Y | ExxonMobil Beaumont Refinery | Plant unknown |  | FALSE | TRUE | TRUE | TRUE | 1 | FALSE | TRUE | TRUE | TRUE | TRUE | TRUE | TRUE |  | FALSE | 241 |  | ExxonMobil Beaumont Refinery | TG41 | 50625 | 14240 | TX | NG | 2005 | 163 | GT | OP | Plant unknown | Plant unknown | Plant unknown
251 | ExxonMobil_Beaumont_Refinery_ETG | 0.0075 | ng | gt | ng_gt | 1 | 1978 | OP | ? | eGrid | NG | OT | 0.0075 | [7 empty] | Y | ExxonMobil Beaumont Refinery | Plant unknown |  | FALSE | TRUE | FALSE | TRUE | 1 | FALSE | TRUE | TRUE | TRUE | TRUE | TRUE | TRUE |  | FALSE | 242 |  | ExxonMobil Beaumont Refinery | ETG | 50625 | 14233 | TX | NG | 1978 | 7.5 | OT | OP | Plant unknown | Plant unknown | Plant unknown
252 | ExxonMobil_Beaumont_Refinery_TG42 | 0.163 | ng | gt | ng_gt | 1 | 2005 | OP | ? | eGrid | NG | GT | 0.163 | [7 empty] | Y | ExxonMobil Beaumont Refinery | Plant unknown |  | FALSE | TRUE | TRUE | TRUE | 1 | FALSE | TRUE | TRUE | TRUE | TRUE | TRUE | TRUE |  | FALSE | 243 |  | ExxonMobil Beaumont Refinery | TG42 | 50625 | 14241 | TX | NG | 2005 | 163 | GT | OP | Plant unknown | Plant unknown | Plant unknown
253 | ExxonMobil_Beaumont_Refinery_TG43 | 0.163 | ng | gt | ng_gt | 1 | 2004 | OP | ? | eGrid | NG | GT | 0.163 | [7 empty] | Y | ExxonMobil Beaumont Refinery | Plant unknown |  | FALSE | TRUE | TRUE | TRUE | 1 | FALSE | TRUE | TRUE | TRUE | TRUE | TRUE | TRUE |  | FALSE | 244 |  | ExxonMobil Beaumont Refinery | TG43 | 50625 | 14242 | TX | NG | 2004 | 163 | GT | OP | Plant unknown | Plant unknown | Plant unknown
254 | ExxonMobil_Beaumont_Refinery_TG23 | 0.0405 | ng | st | ng_st | 1 | 1993 | OP | ? | eGrid | NG | ST | 0.0405 |  |  | Y |  |  |  |  | Y | ExxonMobil Beaumont Refinery | Plant unknown |  | FALSE | TRUE | FALSE | TRUE | 1 | FALSE | TRUE | TRUE | FALSE | TRUE | TRUE | TRUE |  | FALSE | 245 |  | ExxonMobil Beaumont Refinery | TG23 | 50625 | 14235 | TX | NG | 1993 | 40.5 | ST | OP | Plant unknown | Plant unknown | Plant unknown
255 | ExxonMobil_Beaumont_Refinery_TG24 | 0.0386 | ng | gt | ng_gt | 1 | 1993 | OP | ? | eGrid | NG | GT | 0.0386 | [7 empty] | Y | ExxonMobil Beaumont Refinery | Plant unknown |  | FALSE | TRUE | FALSE | TRUE | 1 | FALSE | TRUE | TRUE | TRUE | TRUE | TRUE | TRUE |  | FALSE | 246 |  | ExxonMobil Beaumont Refinery | TG24 | 50625 | 14236 | TX | NG | 1993 | 38.6 | GT | OP | Plant unknown | Plant unknown | Plant unknown
256 | ExxonMobil_Beaumont_Refinery_TG22 | 0.0272 | ng | st | ng_st | 1 | 1978 | OP | ? | eGrid | NG | ST | 0.0272 |  |  | Y |  |  |  |  | Y | ExxonMobil Beaumont Refinery | Plant unknown |  | FALSE | TRUE | FALSE | TRUE | 1 | FALSE | TRUE | TRUE | FALSE | TRUE | TRUE | TRUE |  | FALSE | 247 |  | ExxonMobil Beaumont Refinery | TG22 | 50625 | 14234 | TX | NG | 1978 | 27.2 | ST | OP | Plant unknown | Plant unknown | Plant unknown
257 | ExxonMobil_Beaumont_Refinery_TG32 | 0.025 | ng | st | ng_st | 1 | 1970 | OP | ? | eGrid | NG | ST | 0.025 |  |  | Y |  |  |  |  | Y | ExxonMobil Beaumont Refinery | Plant unknown |  | FALSE | TRUE | FALSE | TRUE | 1 | FALSE | TRUE | TRUE | FALSE | TRUE | TRUE | TRUE |  | FALSE | 248 |  | ExxonMobil Beaumont Refinery | TG32 | 50625 | 14237 | TX | NG | 1970 | 25 | ST | OP | Plant unknown | Plant unknown | Plant unknown
258 | ExxonMobil_Beaumont_Refinery_TG34 | 0.03 | ng | st | ng_st | 1 | 1967 | OP | ? | eGrid | NG | ST | 0.03 |  |  | Y |  |  |  |  | Y | ExxonMobil Beaumont Refinery | Plant unknown |  | FALSE | TRUE | FALSE | TRUE | 1 | FALSE | TRUE | TRUE | FALSE | TRUE | TRUE | TRUE |  | FALSE | 249 |  | ExxonMobil Beaumont Refinery | TG34 | 50625 | 14239 | TX | NG | 1967 | 30 | ST | OP | Plant unknown | Plant unknown | Plant unknown
259 | ExxonMobil_Beaumont_Refinery_TG33 | 0.02 | ng | st | ng_st | 1 | 1966 | OP | ? | eGrid | NG | ST | 0.02 |  |  | Y |  |  |  |  | Y | ExxonMobil Beaumont Refinery | Plant unknown |  | FALSE | TRUE | FALSE | TRUE | 1 | FALSE | TRUE | TRUE | FALSE | TRUE | TRUE | TRUE |  | FALSE | 250 |  | ExxonMobil Beaumont Refinery | TG33 | 50625 | 14238 | TX | NG | 1966 | 20 | ST | OP | Plant unknown | Plant unknown | Plant unknown
260 | Falcon_Dam_and_Power_1 | 0.0105 | water |  | water | 1 | 1954 | OP | N | eGrid | WAT | HY | 0.0105 | [7 empty] | N | Falcon_Dam_and_Power | 3 |  | TRUE | TRUE | FALSE | TRUE | 1 | TRUE | FALSE | TRUE | TRUE | TRUE | TRUE | TRUE |  | FALSE | 251 |  | Falcon Dam & Power | 1 | 6410 | 14243 | TX | WAT | 1954 | 10.5 | HY | OP | 0 | N/A | 3
261 | Falcon_Dam_and_Power_2 | 0.0105 | water |  | water | 1 | 1954 | OP | N | eGrid | WAT | HY | 0.0105 | [7 empty] | N | Falcon_Dam_and_Power | 3 |  | TRUE | TRUE | FALSE | TRUE | 1 | TRUE | FALSE | TRUE | TRUE | TRUE | TRUE | TRUE |  | FALSE | 252 |  | Falcon Dam & Power | 2 | 6410 | 14244 | TX | WAT | 1954 | 10.5 | HY | OP | 0 | N/A | 3
262 | Falcon_Dam_and_Power_3 | 0.0105 | water |  | water | 1 | 1954 | OP | N | eGrid | WAT | HY | 0.0105 | [7 empty] | N | Falcon_Dam_and_Power | 3 |  | TRUE | TRUE | FALSE | TRUE | 1 | TRUE | FALSE | TRUE | TRUE | TRUE | TRUE | TRUE |  | FALSE | 253 |  | Falcon Dam & Power | 3 | 6410 | 14245 | TX | WAT | 1954 | 10.5 | HY | OP | 0 | N/A | 3
263 | Fayette_Power_Project_3 | 0.46 | coal_sub | st | coal_sub_st | 10.6789 | 1988 | OP | N | eGrid | SUB | ST | 4.9123 | [7 empty] | N | Fayette_Power_Project | 3 |  | TRUE | TRUE | TRUE | TRUE | 1 | TRUE | TRUE | TRUE | TRUE | TRUE | TRUE | TRUE |  | TRUE | 254 |  | Fayette Power Project | 3 | 6179 | 14248 | TX | SUB | 1988 | 460 | ST | OP | 0 | 10678.8804 | 3
264 | Fayette_Power_Project_2 | 0.615 | coal_sub | st | coal_sub_st | 10.6789 | 1980 | OP | N | eGrid | SUB | ST | 6.5675 | [7 empty] | N | Fayette_Power_Project | 3 |  | TRUE | TRUE | TRUE | TRUE | 1 | TRUE | TRUE | TRUE | TRUE | TRUE | TRUE | TRUE |  | TRUE | 255 |  | Fayette Power Project | 2 | 6179 | 14247 | TX | SUB | 1980 | 615 | ST | OP | 0 | 10678.8804 | 3
265 | Fayette_Power_Project_1 | 0.615 | coal_sub | st | coal_sub_st | 10.6789 | 1979 | OP | N | eGrid | SUB | ST | 6.5675 | [7 empty] | N | Fayette_Power_Project | 3 |  | TRUE | TRUE | TRUE | TRUE | 1 | TRUE | TRUE | TRUE | TRUE | TRUE | TRUE | TRUE |  | TRUE | 256 |  | Fayette Power Project | 1 | 6179 | 14246 | TX | SUB | 1979 | 615 | ST | OP | 0 | 10678.8804 | 3
266 | Forest_Creek_Wind_Farm_LLC_1 | 0.1242 | wind |  | wind | 1 | 2006 | OP | N | eGrid | WND | WT | 0.1242 |  |  |  |  | Y |  | WIND | N | Forest_Creek_Wind_Farm_LLC | 1 |  | TRUE | TRUE | TRUE | TRUE | 1 | TRUE | TRUE | TRUE | TRUE | FALSE | TRUE | FALSE |  | FALSE | 257 |  | Forest Creek Wind Farm LLC | 1 | 56394 | 13992 | TX | WND | 2006 | 124.2 | WT | OP | 0 | N/A | 1
267 | Formosa_Utility_Venture_Ltd_TBG6 | 0.0859 | ng | cc_ct_part | ng_cc_ct_part | 7.5803 | 2003 | OP | Y | eGrid | NG | CT | 0.65115 | [7 empty] | Y | Formosa Utility Venture Ltd | 10 |  | TRUE | TRUE | TRUE | TRUE | 1 | FALSE | TRUE | TRUE | TRUE | TRUE | TRUE | TRUE |  | FALSE | 258 |  | Formosa Utility Venture Ltd | TBG6 | 10554 | 14258 | TX | NG | 2003 | 85.9 | CT | OP | 1 | 7580.2939 | 10
268 | Formosa_Utility_Venture_Ltd_ST3 | 0.055 | ng | cc_st_part | ng_cc_st_part | 7.5803 | 2002 | OP | Y | eGrid | NG | CA | 0.41692 | [7 empty] | Y | Formosa Utility Venture Ltd | 10 |  | TRUE | TRUE | TRUE | TRUE | 1 | FALSE | TRUE | TRUE | TRUE | TRUE | TRUE | TRUE |  | FALSE | 259 |  | Formosa Utility Venture Ltd | ST3 | 10554 | 14252 | TX | NG | 2002 | 55 | CA | OP | 1 | 7580.2939 | 10
269 | Formosa_Utility_Venture_Ltd_ST1 | 0.0335 | ng | cc_st_part | ng_cc_st_part | 7.5803 | 1994 | OP | Y | eGrid | NG | CA | 0.25394 | [7 empty] | Y | Formosa Utility Venture Ltd | 10 |  | TRUE | TRUE | FALSE | TRUE | 1 | FALSE | TRUE | TRUE | TRUE | TRUE | TRUE | TRUE |  | FALSE | 260 |  | Formosa Utility Venture Ltd | ST1 | 10554 | 14250 | TX | NG | 1994 | 33.5 | CA | OP | 1 | 7580.2939 | 10
270 | Formosa_Utility_Venture_Ltd_ST2 | 0.0663 | ng | cc_st_part | ng_cc_st_part | 7.5803 | 1994 | OP | Y | eGrid | NG | CA | 0.50257 | [7 empty] | Y | Formosa Utility Venture Ltd | 10 |  | TRUE | TRUE | TRUE | TRUE | 1 | FALSE | TRUE | TRUE | TRUE | TRUE | TRUE | TRUE |  | FALSE | 261 |  | Formosa Utility Venture Ltd | ST2 | 10554 | 14251 | TX | NG | 1994 | 66.3 | CA | OP | 1 | 7580.2939 | 10
271 | Formosa_Utility_Venture_Ltd_TBG4 | 0.0825 | ng | cc_ct_part | ng_cc_ct_part | 7.5803 | 1994 | OP | Y | eGrid | NG | CT | 0.62537 | [7 empty] | Y | Formosa Utility Venture Ltd | 10 |  | TRUE | TRUE | TRUE | TRUE | 1 | FALSE | TRUE | TRUE | TRUE | TRUE | TRUE | TRUE |  | FALSE | 262 |  | Formosa Utility Venture Ltd | TBG4 | 10554 | 14256 | TX | NG | 1994 | 82.5 | CT | OP | 1 | 7580.2939 | 10
272 | Formosa_Utility_Venture_Ltd_TBG5 | 0.0825 | ng | cc_ct_part | ng_cc_ct_part | 7.5803 | 1994 | OP | Y | eGrid | NG | CT | 0.62537 | [7 empty] | Y | Formosa Utility Venture Ltd | 10 |  | TRUE | TRUE | TRUE | TRUE | 1 | FALSE | TRUE | TRUE | TRUE | TRUE | TRUE | TRUE |  | FALSE | 263 |  | Formosa Utility Venture Ltd | TBG5 | 10554 | 14257 | TX | NG | 1994 | 82.5 | CT | OP | 1 | 7580.2939 | 10
273 | Formosa_Utility_Venture_Ltd_TBG1 | 0.0825 | ng | cc_ct_part | ng_cc_ct_part | 7.5803 | 1993 | OP | Y | eGrid | NG | CT | 0.62537 | [7 empty] | Y | Formosa Utility Venture Ltd | 10 |  | TRUE | TRUE | TRUE | TRUE | 1 | FALSE | TRUE | TRUE | TRUE | TRUE | TRUE | TRUE |  | FALSE | 264 |  | Formosa Utility Venture Ltd | TBG1 | 10554 | 14253 | TX | NG | 1993 | 82.5 | CT | OP | 1 | 7580.2939 | 10
274 | Formosa_Utility_Venture_Ltd_TBG2 | 0.0825 | ng | cc_ct_part | ng_cc_ct_part | 7.5803 | 1993 | OP | Y | eGrid | NG | CT | 0.62537 | [7 empty] | Y | Formosa Utility Venture Ltd | 10 |  | TRUE | TRUE | TRUE | TRUE | 1 | FALSE | TRUE | TRUE | TRUE | TRUE | TRUE | TRUE |  | FALSE | 265 |  | Formosa Utility Venture Ltd | TBG2 | 10554 | 14254 | TX | NG | 1993 | 82.5 | CT | OP | 1 | 7580.2939 | 10
275 | Formosa_Utility_Venture_Ltd_TBG3 | 0.0825 | ng | cc_ct_part | ng_cc_ct_part | 7.5803 | 1993 | OP | Y | eGrid | NG | CT | 0.62537 | [7 empty] | Y | Formosa Utility Venture Ltd | 10 |  | TRUE | TRUE | TRUE | TRUE | 1 | FALSE | TRUE | TRUE | TRUE | TRUE | TRUE | TRUE |  | FALSE | 266 |  | Formosa Utility Venture Ltd | TBG3 | 10554 | 14255 | TX | NG | 1993 | 82.5 | CT | OP | 1 | 7580.2939 | 10
276 | Formosa_Utility_Venture_Ltd_BO3 | 0.0362 | ng | gt | ng_gt | 7.5803 | 1987 | OP | Y | eGrid | NG | GT | 0.27441 | [7 empty] | Y | Formosa Utility Venture Ltd | 10 |  | TRUE | TRUE | FALSE | TRUE | 1 | FALSE | TRUE | TRUE | TRUE | TRUE | TRUE | TRUE |  | FALSE | 267 |  | Formosa Utility Venture Ltd | BO3 | 10554 | 14249 | TX | NG | 1987 | 36.2 | GT | OP | 1 | 7580.2939 | 10
277 | Forney_Energy_Center_Combined_1 | 0.8919 | ng | cc | ng_cc | 7.3511 | 2003 | OP | N | Combo | NG | CC | 6.5565 |  |  | Y | Shrink |  | Y | CCGT |  | Forney_Energy_Center | 2 |  | TRUE | TRUE | TRUE | TRUE | 1 | TRUE | TRUE | TRUE | FALSE | TRUE | TRUE | TRUE |  | FALSE | 267 | [11 empty] | #N/A | #N/A | #N/A
278 | Forney_Energy_Center_Combined_2 | 0.8919 | ng | cc | ng_cc | 7.3511 | 2003 | OP | N | Combo | NG | CC | 6.5565 |  |  | Y | Shrink |  | Y | CCGT |  | Forney_Energy_Center | 2 |  | TRUE | TRUE | TRUE | TRUE | 1 | TRUE | TRUE | TRUE | FALSE | TRUE | TRUE | TRUE |  | FALSE | 267 | [11 empty] | #N/A | #N/A | #N/A
279 | Forney_Energy_Center_ST1 | 0.3825 | ng | cc_st_part | ng_cc_st_part | 7.3511 | 2003 | OP | N | eGrid | NG | CA | 2.8118 |  |  |  |  | Y |  | CCGT | Y | Forney_Energy_Center | 8 |  | TRUE | TRUE | TRUE | TRUE | 1 | TRUE | TRUE | TRUE | TRUE | FALSE | FALSE | TRUE |  | FALSE | 268 |  | Forney Energy Center | ST1 | 55480 | 14259 | TX | NG | 2003 | 382.5 | CA | OP | 0 | 7351.1148 | 8
280 | Forney_Energy_Center_ST2 | 0.3825 | ng | cc_st_part | ng_cc_st_part | 7.3511 | 2003 | OP | N | eGrid | NG | CA | 2.8118 |  |  |  |  | Y |  | CCGT | Y | Forney_Energy_Center | 8 |  | TRUE | TRUE | TRUE | TRUE | 1 | TRUE | TRUE | TRUE | TRUE | FALSE | FALSE | TRUE |  | FALSE | 269 |  | Forney Energy Center | ST2 | 55480 | 14260 | TX | NG | 2003 | 382.5 | CA | OP | 0 | 7351.1148 | 8
281 | Forney_Energy_Center_U1 | 0.1698 | ng | cc_ct_part | ng_cc_ct_part | 7.3511 | 2003 | OP | N | eGrid | NG | CT | 1.2482 |  |  |  |  | Y |  | CCGT | Y | Forney_Energy_Center | 8 |  | TRUE | TRUE | TRUE | TRUE | 1 | TRUE | TRUE | TRUE | TRUE | FALSE | FALSE | TRUE |  | FALSE | 270 |  | Forney Energy Center | U1 | 55480 | 14261 | TX | NG | 2003 | 169.8 | CT | OP | 0 | 7351.1148 | 8
282 | Forney_Energy_Center_U2 | 0.1698 | ng | cc_ct_part | ng_cc_ct_part | 7.3511 | 2003 | OP | N | eGrid | NG | CT | 1.2482 |  |  |  |  | Y |  | CCGT | Y | Forney_Energy_Center | 8 |  | TRUE | TRUE | TRUE | TRUE | 1 | TRUE | TRUE | TRUE | TRUE | FALSE | FALSE | TRUE |  | FALSE | 271 |  | Forney Energy Center | U2 | 55480 | 14262 | TX | NG | 2003 | 169.8 | CT | OP | 0 | 7351.1148 | 8
283 | Forney_Energy_Center_U3 | 0.1698 | ng | cc_ct_part | ng_cc_ct_part | 7.3511 | 2003 | OP | N | eGrid | NG | CT | 1.2482 |  |  |  |  | Y |  | CCGT | Y | Forney_Energy_Center | 8 |  | TRUE | TRUE | TRUE | TRUE | 1 | TRUE | TRUE | TRUE | TRUE | FALSE | FALSE | TRUE |  | FALSE | 272 |  | Forney Energy Center | U3 | 55480 | 14263 | TX | NG | 2003 | 169.8 | CT | OP | 0 | 7351.1148 | 8
284 | Forney_Energy_Center_U4 | 0.1698 | ng | cc_ct_part | ng_cc_ct_part | 7.3511 | 2003 | OP | N | eGrid | NG | CT | 1.2482 |  |  |  |  | Y |  | CCGT | Y | Forney_Energy_Center | 8 |  | TRUE | TRUE | TRUE | TRUE | 1 | TRUE | TRUE | TRUE | TRUE | FALSE | FALSE | TRUE |  | FALSE | 273 |  | Forney Energy Center | U4 | 55480 | 14264 | TX | NG | 2003 | 169.8 | CT | OP | 0 | 7351.1148 | 8
285 | Forney_Energy_Center_U5 | 0.1698 | ng | cc_ct_part | ng_cc_ct_part | 7.3511 | 2003 | OP | N | eGrid | NG | CT | 1.2482 |  |  |  |  | Y |  | CCGT | Y | Forney_Energy_Center | 8 |  | TRUE | TRUE | TRUE | TRUE | 1 | TRUE | TRUE | TRUE | TRUE | FALSE | FALSE | TRUE |  | FALSE | 274 |  | Forney Energy Center | U5 | 55480 | 14265 | TX | NG | 2003 | 169.8 | CT | OP | 0 | 7351.1148 | 8
286 | Forney_Energy_Center_U6 | 0.1698 | ng | cc_ct_part | ng_cc_ct_part | 7.3511 | 2003 | OP | N | eGrid | NG | CT | 1.2482 |  |  |  |  | Y |  | CCGT | Y | Forney_Energy_Center | 8 |  | TRUE | TRUE | TRUE | TRUE | 1 | TRUE | TRUE | TRUE | TRUE | FALSE | FALSE | TRUE |  | FALSE | 275 |  | Forney Energy Center | U6 | 55480 | 14266 | TX | NG | 2003 | 169.8 | CT | OP | 0 | 7351.1148 | 8
287 | Freestone_Power_Generation_LP_Combined_1 | 0.518 | ng | cc | ng_cc | 7.5222 | 2002 | OP | N | Combo | NG | CC | 3.8965 |  |  | Y | Shrink |  | Y | CCGT |  | Freestone_Power_Generation_LP | 2 |  | TRUE | TRUE | TRUE | TRUE | 1 | TRUE | TRUE | TRUE | FALSE | TRUE | TRUE | TRUE |  | FALSE | 275 | [11 empty] | #N/A | #N/A | #N/A
288 | Freestone_Power_Generation_LP_Combined_2 | 0.518 | ng | cc | ng_cc | 7.5222 | 2002 | OP | N | Combo | NG | CC | 3.8965 |  |  | Y | Shrink |  | Y | CCGT |  | Freestone_Power_Generation_LP | 2 |  | TRUE | TRUE | TRUE | TRUE | 1 | TRUE | TRUE | TRUE | FALSE | TRUE | TRUE | TRUE |  | FALSE | 275 | [11 empty] | #N/A | #N/A | #N/A
289 | Freestone_Power_Generation_LP_GT1 | 0.1667 | ng | cc_ct_part | ng_cc_ct_part | 7.5222 | 2002 | OP | N | eGrid | NG | CT | 1.2539 |  |  |  |  | Y |  | CCGT | Y | Freestone_Power_Generation_LP | 6 |  | TRUE | TRUE | TRUE | TRUE | 1 | TRUE | TRUE | TRUE | TRUE | FALSE | FALSE | TRUE |  | FALSE | 276 |  | Freestone Power Generation LP | GT1 | 55226 | 14267 | TX | NG | 2002 | 166.7 | CT | OP | 0 | 7522.1941 | 6
290 | Freestone_Power_Generation_LP_GT2 | 0.1667 | ng | cc_ct_part | ng_cc_ct_part | 7.5222 | 2002 | OP | N | eGrid | NG | CT | 1.2539 |  |  |  |  | Y |  | CCGT | Y | Freestone_Power_Generation_LP | 6 |  | TRUE | TRUE | TRUE | TRUE | 1 | TRUE | TRUE | TRUE | TRUE | FALSE | FALSE | TRUE |  | FALSE | 277 |  | Freestone Power Generation LP | GT2 | 55226 | 14268 | TX | NG | 2002 | 166.7 | CT | OP | 0 | 7522.1941 | 6
291 | Freestone_Power_Generation_LP_GT3 | 0.1667 | ng | cc_ct_part | ng_cc_ct_part | 7.5222 | 2002 | OP | N | eGrid | NG | CT | 1.2539 |  |  |  |  | Y |  | CCGT | Y | Freestone_Power_Generation_LP | 6 |  | TRUE | TRUE | TRUE | TRUE | 1 | TRUE | TRUE | TRUE | TRUE | FALSE | FALSE | TRUE |  | FALSE | 278 |  | Freestone Power Generation LP | GT3 | 55226 | 14269 | TX | NG | 2002 | 166.7 | CT | OP | 0 | 7522.1941 | 6
292 | Freestone_Power_Generation_LP_GT4 | 0.1667 | ng | cc_ct_part | ng_cc_ct_part | 7.5222 | 2002 | OP | N | eGrid | NG | CT | 1.2539 |  |  |  |  | Y |  | CCGT | Y | Freestone_Power_Generation_LP | 6 |  | TRUE | TRUE | TRUE | TRUE | 1 | TRUE | TRUE | TRUE | TRUE | FALSE | FALSE | TRUE |  | FALSE | 279 |  | Freestone Power Generation LP | GT4 | 55226 | 14270 | TX | NG | 2002 | 166.7 | CT | OP | 0 | 7522.1941 | 6
293 | Freestone_Power_Generation_LP_ST3 | 0.1846 | ng | cc_st_part | ng_cc_st_part | 7.5222 | 2002 | OP | N | eGrid | NG | CA | 1.3886 |  |  |  |  | Y |  | CCGT | Y | Freestone_Power_Generation_LP | 6 |  | TRUE | TRUE | TRUE | TRUE | 1 | TRUE | TRUE | TRUE | TRUE | FALSE | FALSE | TRUE |  | FALSE | 280 |  | Freestone Power Generation LP | ST3 | 55226 | 14271 | TX | NG | 2002 | 184.6 | CA | OP | 0 | 7522.1941 | 6
294 | Freestone_Power_Generation_LP_ST6 | 0.1846 | ng | cc_st_part | ng_cc_st_part | 7.5222 | 2002 | OP | N | eGrid | NG | CA | 1.3886 |  |  |  |  | Y |  | CCGT | Y | Freestone_Power_Generation_LP | 6 |  | TRUE | TRUE | TRUE | TRUE | 1 | TRUE | TRUE | TRUE | TRUE | FALSE | FALSE | TRUE |  | FALSE | 281 |  | Freestone Power Generation LP | ST6 | 55226 | 14272 | TX | NG | 2002 | 184.6 | CA | OP | 0 | 7522.1941 | 6
295 | Frontera_Energy_Center_Combined | 0.529 | ng | cc | ng_cc | 7.5348 | 2000 | OP | N | Combo | NG | CC | 3.9859 |  |  | Y | Shrink |  | Y | CCGT |  | Frontera_Energy_Center | 1 |  | TRUE | TRUE | TRUE | TRUE | 1 | TRUE | TRUE | TRUE | FALSE | TRUE | TRUE | TRUE |  | FALSE | 281 | [11 empty] | #N/A | #N/A | #N/A
296 | Frontera_Energy_Center_GEN3 | 0.185 | ng | cc_st_part | ng_cc_st_part | 7.5348 | 2000 | OP | N | eGrid | NG | CA | 1.3939 |  |  |  |  | Y |  | CCGT | Y | Frontera_Energy_Center | 3 |  | TRUE | TRUE | TRUE | TRUE | 1 | TRUE | TRUE | TRUE | TRUE | FALSE | FALSE | TRUE |  | FALSE | 282 |  | Frontera Energy Center | GEN3 | 55098 | 14275 | TX | NG | 2000 | 185 | CA | OP | 0 | 7534.7876 | 3
297 | Frontera_Energy_Center_GEN1 | 0.172 | ng | cc_ct_part | ng_cc_ct_part | 7.5348 | 1999 | OP | N | eGrid | NG | CT | 1.296 |  |  |  |  | Y |  | CCGT | Y | Frontera_Energy_Center | 3 |  | TRUE | TRUE | TRUE | TRUE | 1 | TRUE | TRUE | TRUE | TRUE | FALSE | FALSE | TRUE |  | FALSE | 283 |  | Frontera Energy Center | GEN1 | 55098 | 14273 | TX | NG | 1999 | 172 | CT | OP | 0 | 7534.7876 | 3
298 | Frontera_Energy_Center_GEN2 | 0.172 | ng | cc_ct_part | ng_cc_ct_part | 7.5348 | 1999 | OP | N | eGrid | NG | CT | 1.296 |  |  |  |  | Y |  | CCGT | Y | Frontera_Energy_Center | 3 |  | TRUE | TRUE | TRUE | TRUE | 1 | TRUE | TRUE | TRUE | TRUE | FALSE | FALSE | TRUE |  | FALSE | 284 |  | Frontera Energy Center | GEN2 | 55098 | 14274 | TX | NG | 1999 | 172 | CT | OP | 0 | 7534.7876 | 3
299 | Gibbons_Creek_1 | 0.4535 | coal_sub | st | coal_sub_st | 9.9767 | 1983 | OP | N | eGrid | SUB | ST | 4.5244 |  |  | Y | Shrink |  |  |  | N | Gibbons_Creek | 1 |  | TRUE | TRUE | TRUE | TRUE | 1 | TRUE | TRUE | TRUE | FALSE | TRUE | TRUE | TRUE |  | FALSE | 285 |  | Gibbons Creek | 1 | 6136 | 14276 | TX | SUB | 1983 | 453.5 | ST | OP | 0 | 9976.684 | 1
300 | Goodyear_Beaumont_Chemical_Plant_N802 | 0.005 | ng | gt | ng_gt | 1 | 1999 | OP | ? | eGrid | NG | GT | 0.005 | [7 empty] | Y | Goodyear Beaumont Chemical Plant | Plant unknown |  | FALSE | TRUE | FALSE | TRUE | 1 | FALSE | TRUE | TRUE | TRUE | TRUE | TRUE | TRUE |  | FALSE | 286 |  | Goodyear Beaumont Chemical Plant | N802 | 54321 | 14277 | TX | NG | 1999 | 5 | GT | OP | Plant unknown | Plant unknown | Plant unknown
301 | Goodyear_Beaumont_Chemical_Plant_N803 | 0.005 | ng | gt | ng_gt | 1 | 1999 | OP | ? | eGrid | NG | GT | 0.005 | [7 empty] | Y | Goodyear Beaumont Chemical Plant | Plant unknown |  | FALSE | TRUE | FALSE | TRUE | 1 | FALSE | TRUE | TRUE | TRUE | TRUE | TRUE | TRUE |  | FALSE | 287 |  | Goodyear Beaumont Chemical Plant | N803 | 54321 | 14278 | TX | NG | 1999 | 5 | GT | OP | Plant unknown | Plant unknown | Plant unknown
302 | Goodyear_Beaumont_Chemical_Plant_N804 | 0.005 | ng | gt | ng_gt | 1 | 1999 | OP | ? | eGrid | NG | GT | 0.005 | [7 empty] | Y | Goodyear Beaumont Chemical Plant | Plant unknown |  | FALSE | TRUE | FALSE | TRUE | 1 | FALSE | TRUE | TRUE | TRUE | TRUE | TRUE | TRUE |  | FALSE | 288 |  | Goodyear Beaumont Chemical Plant | N804 | 54321 | 14279 | TX | NG | 1999 | 5 | GT | OP | Plant unknown | Plant unknown | Plant unknown
303 | Goodyear_Beaumont_Chemical_Plant_2N80 | 0.005 | ng | gt | ng_gt | 1 | 1999 | OP | ? | eGrid | NG | GT | 0.005 | [7 empty] | Y | Goodyear Beaumont Chemical Plant | Plant unknown |  | FALSE | TRUE | FALSE | TRUE | 1 | FALSE | TRUE | TRUE | TRUE | TRUE | TRUE | TRUE |  | FALSE | 289 |  | Goodyear Beaumont Chemical Plant | 2N80 | 54321 | 14280 | TX | NG | 1999 | 5 | GT | OP | Plant unknown | Plant unknown | Plant unknown
304 | Goodyear_Beaumont_Chemical_Plant_3N80 | 0.0148 | ng | st | ng_st | 1 | 1987 | OP | ? | eGrid | NG | ST | 0.0148 |  |  | Y |  |  |  |  | Y | Goodyear Beaumont Chemical Plant | Plant unknown |  | FALSE | TRUE | FALSE | TRUE | 1 | FALSE | TRUE | TRUE | FALSE | TRUE | TRUE | TRUE |  | FALSE | 290 |  | Goodyear Beaumont Chemical Plant | 3N80 | 54321 | 14281 | TX | NG | 1987 | 14.8 | ST | OP | Plant unknown | Plant unknown | Plant unknown
305 | Graham_2 | 0.387 | ng | st | ng_st | 11.9471 | 1969 | OP | N | eGrid | NG | ST | 4.6235 |  |  | Y |  |  |  |  | N | Graham | 2 |  | TRUE | TRUE | TRUE | TRUE | 1 | TRUE | TRUE | TRUE | FALSE | TRUE | TRUE | TRUE |  | FALSE | 291 |  | Graham | 2 | 3490 | 14283 | TX | NG | 1969 | 387 | ST | OP | 0 | 11947.0672 | 2
306 | Graham_1 | 0.2477 | ng | st | ng_st | 11.9471 | 1960 | OP | N | eGrid | NG | ST | 2.9593 |  |  | Y |  |  |  |  | N | Graham | 2 |  | TRUE | TRUE | TRUE | TRUE | 1 | TRUE | TRUE | TRUE | FALSE | TRUE | TRUE | TRUE |  | FALSE | 292 |  | Graham | 1 | 3490 | 14282 | TX | NG | 1960 | 247.7 | ST | OP | 0 | 11947.0672 | 2
307 | Granite_Shoals_1 | 0.03 | water |  | water | 1 | 1951 | OP | N | eGrid | WAT | HY | 0.03 | [7 empty] | N | Granite_Shoals | 2 |  | TRUE | TRUE | FALSE | TRUE | 1 | TRUE | FALSE | TRUE | TRUE | TRUE | TRUE | TRUE |  | FALSE | 293 |  | Granite Shoals | 1 | 3597 | 14284 | TX | WAT | 1951 | 30 | HY | OP | 0 | N/A | 2
308 | Granite_Shoals_2 | 0.03 | water |  | water | 1 | 1951 | OP | N | eGrid | WAT | HY | 0.03 | [7 empty] | N | Granite_Shoals | 2 |  | TRUE | TRUE | FALSE | TRUE | 1 | TRUE | FALSE | TRUE | TRUE | TRUE | TRUE | TRUE |  | FALSE | 294 |  | Granite Shoals | 2 | 3597 | 14285 | TX | WAT | 1951 | 30 | HY | OP | 0 | N/A | 2
309 | Green_Power_2_ST1 | 0.11 | ng | cc_st_part | ng_cc_st_part | 5.9709 | 2003 | OP | Y | eGrid | NG | CA | 0.65679 | [7 empty] | Y | Green Power 2 | 4 |  | TRUE | TRUE | TRUE | TRUE | 1 | FALSE | TRUE | TRUE | TRUE | TRUE | TRUE | TRUE |  | FALSE | 295 |  | Green Power 2 | ST1 | 55470 | 14286 | TX | NG | 2003 | 110 | CA | OP | 1 | 5970.8599 | 4
310 | Green_Power_2_TR1 | 0.167 | ng | cc_ct_part | ng_cc_ct_part | 5.9709 | 2003 | OP | Y | eGrid | NG | CT | 0.99713 | [7 empty] | Y | Green Power 2 | 4 |  | TRUE | TRUE | TRUE | TRUE | 1 | FALSE | TRUE | TRUE | TRUE | TRUE | TRUE | TRUE |  | FALSE | 296 |  | Green Power 2 | TR1 | 55470 | 14287 | TX | NG | 2003 | 167 | CT | OP | 1 | 5970.8599 | 4
311 | Green_Power_2_TR2 | 0.167 | ng | cc_ct_part | ng_cc_ct_part | 5.9709 | 2003 | OP | Y | eGrid | NG | CT | 0.99713 | [7 empty] | Y | Green Power 2 | 4 |  | TRUE | TRUE | TRUE | TRUE | 1 | FALSE | TRUE | TRUE | TRUE | TRUE | TRUE | TRUE |  | FALSE | 297 |  | Green Power 2 | TR2 | 55470 | 14288 | TX | NG | 2003 | 167 | CT | OP | 1 | 5970.8599 | 4
312 | Green_Power_2_TR3 | 0.167 | ng | cc_ct_part | ng_cc_ct_part | 5.9709 | 2003 | OP | Y | eGrid | NG | CT | 0.99713 | [7 empty] | Y | Green Power 2 | 4 |  | TRUE | TRUE | TRUE | TRUE | 1 | FALSE | TRUE | TRUE | TRUE | TRUE | TRUE | TRUE |  | FALSE | 298 |  | Green Power 2 | TR3 | 55470 | 14289 | TX | NG | 2003 | 167 | CT | OP | 1 | 5970.8599 | 4
313 | Greens_Bayou_73 | 0.072 | ng | gt | ng_gt | 14.6806 | 1976 | OP | N | eGrid | NG | GT | 1.057 |  |  | Y | Shrink |  |  |  | Y | Greens_Bayou | 7 |  | TRUE | TRUE | TRUE | TRUE | 1 | TRUE | TRUE | TRUE | FALSE | TRUE | TRUE | TRUE |  | FALSE | 299 |  | Greens Bayou | 73 | 3464 | 14291 | TX | NG | 1976 | 72 | GT | OP | 0 | 14680.6042 | 7
314 | Greens_Bayou_74 | 0.072 | ng | gt | ng_gt | 14.6806 | 1976 | OP | N | eGrid | NG | GT | 1.057 |  |  | Y | Shrink |  |  |  | Y | Greens_Bayou | 7 |  | TRUE | TRUE | TRUE | TRUE | 1 | TRUE | TRUE | TRUE | FALSE | TRUE | TRUE | TRUE |  | FALSE | 300 |  | Greens Bayou | 74 | 3464 | 14292 | TX | NG | 1976 | 72 | GT | OP | 0 | 14680.6042 | 7
315 | Greens_Bayou_81 | 0.072 | ng | gt | ng_gt | 14.6806 | 1976 | OP | N | eGrid | NG | GT | 1.057 |  |  | Y | Shrink |  |  |  | Y | Greens_Bayou | 7 |  | TRUE | TRUE | TRUE | TRUE | 1 | TRUE | TRUE | TRUE | FALSE | TRUE | TRUE | TRUE |  | FALSE | 301 |  | Greens Bayou | 81 | 3464 | 14293 | TX | NG | 1976 | 72 | GT | OP | 0 | 14680.6042 | 7
316 | Greens_Bayou_82 | 0.072 | ng | gt | ng_gt | 14.6806 | 1976 | OP | N | eGrid | NG | GT | 1.057 |  |  | Y | Shrink |  |  |  | Y | Greens_Bayou | 7 |  | TRUE | TRUE | TRUE | TRUE | 1 | TRUE | TRUE | TRUE | FALSE | TRUE | TRUE | TRUE |  | FALSE | 302 |  | Greens Bayou | 82 | 3464 | 14294 | TX | NG | 1976 | 72 | GT | OP | 0 | 14680.6042 | 7
317 | Greens_Bayou_83 | 0.072 | ng | gt | ng_gt | 14.6806 | 1976 | OP | N | eGrid | NG | GT | 1.057 |  |  | Y | Shrink |  |  |  | Y | Greens_Bayou | 7 |  | TRUE | TRUE | TRUE | TRUE | 1 | TRUE | TRUE | TRUE | FALSE | TRUE | TRUE | TRUE |  | FALSE | 303 |  | Greens Bayou | 83 | 3464 | 14295 | TX | NG | 1976 | 72 | GT | OP | 0 | 14680.6042 | 7
318 | Greens_Bayou_84 | 0.072 | ng | gt | ng_gt | 14.6806 | 1976 | OP | N | eGrid | NG | GT | 1.057 |  |  | Y | Shrink |  |  |  | Y | Greens_Bayou | 7 |  | TRUE | TRUE | TRUE | TRUE | 1 | TRUE | TRUE | TRUE | FALSE | TRUE | TRUE | TRUE |  | FALSE | 304 |  | Greens Bayou | 84 | 3464 | 14296 | TX | NG | 1976 | 72 | GT | OP | 0 | 14680.6042 | 7
319 | Greens_Bayou_5 | 0.4464 | ng | st | ng_st | 14.6806 | 1973 | OP | N | eGrid | NG | ST | 6.5534 |  |  | Y |  |  |  |  | Y | Greens_Bayou | 7 |  | TRUE | TRUE | TRUE | TRUE | 1 | TRUE | TRUE | TRUE | FALSE | TRUE | TRUE | TRUE |  | FALSE | 305 |  | Greens Bayou | 5 | 3464 | 14290 | TX | NG | 1973 | 446.4 | ST | OP | 0 | 14680.6042 | 7
320 | Gregory_Power_Facility_GT1A | 0.166 | ng | cc_ct_part | ng_cc_ct_part | 5.2939 | 2000 | OP | Y | eGrid | NG | CT | 0.87878 | [7 empty] | Y | Gregory Power Facility | 3 |  | TRUE | TRUE | TRUE | TRUE | 1 | FALSE | TRUE | TRUE | TRUE | TRUE | TRUE | TRUE |  | FALSE | 306 |  | Gregory Power Facility | GT1A | 55086 | 14297 | TX | NG | 2000 | 166 | CT | OP | 1 | 5293.88 | 3
321 | Gregory_Power_Facility_GT1B | 0.166 | ng | cc_ct_part | ng_cc_ct_part | 5.2939 | 2000 | OP | Y | eGrid | NG | CT | 0.87878 | [7 empty] | Y | Gregory Power Facility | 3 |  | TRUE | TRUE | TRUE | TRUE | 1 | FALSE | TRUE | TRUE | TRUE | TRUE | TRUE | TRUE |  | FALSE | 307 |  | Gregory Power Facility | GT1B | 55086 | 14298 | TX | NG | 2000 | 166 | CT | OP | 1 | 5293.88 | 3
322 | Gregory_Power_Facility_STG | 0.1 | ng | cc_st_part | ng_cc_st_part | 5.2939 | 2000 | OP | Y | eGrid | NG | CA | 0.52939 | [7 empty] | Y | Gregory Power Facility | 3 |  | TRUE | TRUE | TRUE | TRUE | 1 | FALSE | TRUE | TRUE | TRUE | TRUE | TRUE | TRUE |  | FALSE | 308 |  | Gregory Power Facility | STG | 55086 | 14299 | TX | NG | 2000 | 100 | CA | OP | 1 | 5293.88 | 3
323 | Guadalupe_Generating_Station_Combined_1 | 0.5711 | ng | cc | ng_cc | 7.4228 | 2000 | OP | N | Combo | NG | CC | 4.2392 |  |  | Y | Shrink |  | Y | CCGT |  | Guadalupe_Generating_Station | 2 |  | TRUE | TRUE | TRUE | TRUE | 1 | TRUE | TRUE | TRUE | FALSE | TRUE | TRUE | TRUE |  | FALSE | 308 | [11 empty] | #N/A | #N/A | #N/A
324 | Guadalupe_Generating_Station_Combined_2 | 0.5711 | ng | cc | ng_cc | 7.4228 | 2000 | OP | N | Combo | NG | CC | 4.2392 |  |  | Y | Shrink |  | Y | CCGT |  | Guadalupe_Generating_Station | 2 |  | TRUE | TRUE | TRUE | TRUE | 1 | TRUE | TRUE | TRUE | FALSE | TRUE | TRUE | TRUE |  | FALSE | 308 | [11 empty] | #N/A | #N/A | #N/A
325 | Guadalupe_Generating_Station_CTG1 | 0.1846 | ng | cc_ct_part | ng_cc_ct_part | 7.4228 | 2000 | OP | N | eGrid | NG | CT | 1.3703 |  |  |  |  | Y |  | CCGT | Y | Guadalupe_Generating_Station | 6 |  | TRUE | TRUE | TRUE | TRUE | 1 | TRUE | TRUE | TRUE | TRUE | FALSE | FALSE | TRUE |  | FALSE | 309 |  | Guadalupe Generating Station | CTG1 | 55153 | 14300 | TX | NG | 2000 | 184.6 | CT | OP | 0 | 7422.8236 | 6
326 | Guadalupe_Generating_Station_CTG2 | 0.1846 | ng | cc_ct_part | ng_cc_ct_part | 7.4228 | 2000 | OP | N | eGrid | NG | CT | 1.3703 |  |  |  |  | Y |  | CCGT | Y | Guadalupe_Generating_Station | 6 |  | TRUE | TRUE | TRUE | TRUE | 1 | TRUE | TRUE | TRUE | TRUE | FALSE | FALSE | TRUE |  | FALSE | 310 |  | Guadalupe Generating Station | CTG2 | 55153 | 14301 | TX | NG | 2000 | 184.6 | CT | OP | 0 | 7422.8236 | 6
327 | Guadalupe_Generating_Station_CTG3 | 0.1846 | ng | cc_ct_part | ng_cc_ct_part | 7.4228 | 2000 | OP | N | eGrid | NG | CT | 1.3703 |  |  |  |  | Y |  | CCGT | Y | Guadalupe_Generating_Station | 6 |  | TRUE | TRUE | TRUE | TRUE | 1 | TRUE | TRUE | TRUE | TRUE | FALSE | FALSE | TRUE |  | FALSE | 311 |  | Guadalupe Generating Station | CTG3 | 55153 | 14302 | TX | NG | 2000 | 184.6 | CT | OP | 0 | 7422.8236 | 6
328 | Guadalupe_Generating_Station_CTG4 | 0.1846 | ng | cc_ct_part | ng_cc_ct_part | 7.4228 | 2000 | OP | N | eGrid | NG | CT | 1.3703 |  |  |  |  | Y |  | CCGT | Y | Guadalupe_Generating_Station | 6 |  | TRUE | TRUE | TRUE | TRUE | 1 | TRUE | TRUE | TRUE | TRUE | FALSE | FALSE | TRUE |  | FALSE | 312 |  | Guadalupe Generating Station | CTG4 | 55153 | 14303 | TX | NG | 2000 | 184.6 | CT | OP | 0 | 7422.8236 | 6
329 | Guadalupe_Generating_Station_STG1 | 0.2019 | ng | cc_st_part | ng_cc_st_part | 7.4228 | 2000 | OP | N | eGrid | NG | CA | 1.4987 |  |  |  |  | Y |  | CCGT | Y | Guadalupe_Generating_Station | 6 |  | TRUE | TRUE | TRUE | TRUE | 1 | TRUE | TRUE | TRUE | TRUE | FALSE | FALSE | TRUE |  | FALSE | 313 |  | Guadalupe Generating Station | STG1 | 55153 | 14304 | TX | NG | 2000 | 201.9 | CA | OP | 0 | 7422.8236 | 6
330 | Guadalupe_Generating_Station_STG2 | 0.2019 | ng | cc_st_part | ng_cc_st_part | 7.4228 | 2000 | OP | N | eGrid | NG | CA | 1.4987 |  |  |  |  | Y |  | CCGT | Y | Guadalupe_Generating_Station | 6 |  | TRUE | TRUE | TRUE | TRUE | 1 | TRUE | TRUE | TRUE | TRUE | FALSE | FALSE | TRUE |  | FALSE | 314 |  | Guadalupe Generating Station | STG2 | 55153 | 14305 | TX | NG | 2000 | 201.9 | CA | OP | 0 | 7422.8236 | 6
331 | H_4_1 | 0.0024 | water |  | water | 1 | 1931 | OP | N | eGrid | WAT | HY | 0.0024 | [7 empty] | N | H_4 | 1 |  | TRUE | TRUE | FALSE | TRUE | 1 | TRUE | FALSE | TRUE | TRUE | TRUE | TRUE | TRUE |  | FALSE | 315 |  | H 4 | 1 | 3583 | 14306 | TX | WAT | 1931 | 2.4 | HY | OP | 0 | N/A | 1
332 | H_5_1 | 0.0024 | water |  | water | 1 | 1931 | OP | N | eGrid | WAT | HY | 0.0024 | [7 empty] | N | H_5 | 1 |  | TRUE | TRUE | FALSE | TRUE | 1 | TRUE | FALSE | TRUE | TRUE | TRUE | TRUE | TRUE |  | FALSE | 316 |  | H 5 | 1 | 3584 | 14307 | TX | WAT | 1931 | 2.4 | HY | OP | 0 | N/A | 1
333 | Hal_C_Weaver_Power_Plant_GEN4 | 0.0076 | ng | cc_st_part | ng_cc_st_part | 6.367 | 1951 | OP | Y | eGrid | NG | CA | 0.048389 | [7 empty] | Y | Hal C Weaver Power Plant | 6 |  | TRUE | TRUE | FALSE | TRUE | 1 | FALSE | TRUE | TRUE | TRUE | TRUE | TRUE | TRUE |  | FALSE | 317 |  | Hal C Weaver Power Plant | GEN4 | 50118 | 14308 | TX | NG | 1951 | 7.6 | CA | OP | 1 | 6366.9783 | 6
334 | Hal_C_Weaver_Power_Plant_GEN5 | 0.006 | ng | cc_st_part | ng_cc_st_part | 6.367 | 1959 | OP | Y | eGrid | NG | CA | 0.038202 | [7 empty] | Y | Hal C Weaver Power Plant | 6 |  | TRUE | TRUE | FALSE | TRUE | 1 | FALSE | TRUE | TRUE | TRUE | TRUE | TRUE | TRUE |  | FALSE | 318 |  | Hal C Weaver Power Plant | GEN5 | 50118 | 14309 | TX | NG | 1959 | 6 | CA | OP | 1 | 6366.9783 | 6
335 | Hal_C_Weaver_Power_Plant_GEN9 | 0.0272 | ng | cc_st_part | ng_cc_st_part | 6.367 | 2004 | OP | Y | eGrid | NG | CA | 0.17318 | [7 empty] | Y | Hal C Weaver Power Plant | 6 |  | TRUE | TRUE | FALSE | TRUE | 1 | FALSE | TRUE | TRUE | TRUE | TRUE | TRUE | TRUE |  | FALSE | 319 |  | Hal C Weaver Power Plant | GEN9 | 50118 | 14313 | TX | NG | 2004 | 27.2 | CA | OP | 1 | 6366.9783 | 6
336 | Hal_C_Weaver_Power_Plant_GEN8 | 0.0485 | ng | cc_ct_part | ng_cc_ct_part | 6.367 | 1987 | OP | Y | eGrid | NG | CT | 0.3088 | [7 empty] | Y | Hal C Weaver Power Plant | 6 |  | TRUE | TRUE | FALSE | TRUE | 1 | FALSE | TRUE | TRUE | TRUE | TRUE | TRUE | TRUE |  | FALSE | 320 |  | Hal C Weaver Power Plant | GEN8 | 50118 | 14312 | TX | NG | 1987 | 48.5 | CT | OP | 1 | 6366.9783 | 6
337 | Hal_C_Weaver_Power_Plant_GEN7 | 0.0288 | ng | cc_st_part | ng_cc_st_part | 6.367 | 1979 | OP | Y | eGrid | NG | CA | 0.18337 | [7 empty] | Y | Hal C Weaver Power Plant | 6 |  | TRUE | TRUE | FALSE | TRUE | 1 | FALSE | TRUE | TRUE | TRUE | TRUE | TRUE | TRUE |  | FALSE | 321 |  | Hal C Weaver Power Plant | GEN7 | 50118 | 14311 | TX | NG | 1979 | 28.8 | CA | OP | 1 | 6366.9783 | 6
338 | Hal_C_Weaver_Power_Plant_GEN6 | 0.0125 | ng | cc_ct_part | ng_cc_ct_part | 6.367 | 1968 | OP | Y | eGrid | NG | CT | 0.079587 | [7 empty] | Y | Hal C Weaver Power Plant | 6 |  | TRUE | TRUE | FALSE | TRUE | 1 | FALSE | TRUE | TRUE | TRUE | TRUE | TRUE | TRUE |  | FALSE | 322 |  | Hal C Weaver Power Plant | GEN6 | 50118 | 14310 | TX | NG | 1968 | 12.5 | CT | OP | 1 | 6366.9783 | 6
339 | Handley_5 | 0.455 | ng | st | ng_st | 13.8235 | 1977 | OP | N | eGrid | NG | ST | 6.2897 |  |  | Y |  |  |  |  | N | Handley | 5 |  | TRUE | TRUE | TRUE | TRUE | 1 | TRUE | TRUE | TRUE | FALSE | TRUE | TRUE | TRUE |  | FALSE | 323 |  | Handley | 5 | 3491 | 14318 | TX | NG | 1977 | 455 | ST | OP | 0 | 13823.453 | 5
340 | Handley_4 | 0.455 | ng | st | ng_st | 13.8235 | 1976 | OP | N | eGrid | NG | ST | 6.2897 |  |  | Y |  |  |  |  | N | Handley | 5 |  | TRUE | TRUE | TRUE | TRUE | 1 | TRUE | TRUE | TRUE | FALSE | TRUE | TRUE | TRUE |  | FALSE | 324 |  | Handley | 4 | 3491 | 14317 | TX | NG | 1976 | 455 | ST | OP | 0 | 13823.453 | 5
341 | Handley_3 | 0.4048 | ng | st | ng_st | 13.8235 | 1963 | OP | N | eGrid | NG | ST | 5.5957 |  |  | Y |  |  |  |  | N | Handley | 5 |  | TRUE | TRUE | TRUE | TRUE | 1 | TRUE | TRUE | TRUE | FALSE | TRUE | TRUE | TRUE |  | FALSE | 325 |  | Handley | 3 | 3491 | 14316 | TX | NG | 1963 | 404.8 | ST | OP | 0 | 13823.453 | 5
342 | Handley_2 | 0.0748 | ng | st | ng_st | 13.8235 | 1950 | OS | N | eGrid | NG | ST | 1.034 |  |  | Y |  |  |  |  | N | Handley | 5 |  | TRUE | TRUE | TRUE | TRUE | 6 | TRUE | TRUE | TRUE | FALSE | TRUE | TRUE | TRUE |  | FALSE | 326 |  | Handley | 2 | 3491 | 14315 | TX | NG | 1950 | 74.8 | ST | OS | 0 | 13823.453 | 5
343 | Handley_1 | 0.0437 | ng | st | ng_st | 13.8235 | 1948 | OS | N | eGrid | NG | ST | 0.60408 |  |  | Y |  |  |  |  | N | Handley | 5 |  | TRUE | TRUE | FALSE | TRUE | 6 | TRUE | TRUE | TRUE | FALSE | TRUE | TRUE | TRUE |  | FALSE | 327 |  | Handley | 1 | 3491 | 14314 | TX | NG | 1948 | 43.7 | ST | OS | 0 | 13823.453 | 5
344 | Harrington_3 | 0.36 | coal_sub | st | coal_sub_st | 1 | 1980 | OP | ? | eGrid | SUB | ST | 0.36 | [7 empty] | N | Harrington | Plant unknown |  | FALSE | TRUE | TRUE | TRUE | 1 | FALSE | TRUE | TRUE | TRUE | TRUE | TRUE | TRUE |  | FALSE | 328 |  | Harrington | 3 | 6193 | 14321 | TX | SUB | 1980 | 360 | ST | OP | Plant unknown | Plant unknown | Plant unknown
345 | Harrington_2 | 0.36 | coal_sub | st | coal_sub_st | 1 | 1978 | OP | ? | eGrid | SUB | ST | 0.36 | [7 empty] | N | Harrington | Plant unknown |  | FALSE | TRUE | TRUE | TRUE | 1 | FALSE | TRUE | TRUE | TRUE | TRUE | TRUE | TRUE |  | FALSE | 329 |  | Harrington | 2 | 6193 | 14320 | TX | SUB | 1978 | 360 | ST | OP | Plant unknown | Plant unknown | Plant unknown
346 | Harrington_1 | 0.36 | coal_sub | st | coal_sub_st | 1 | 1976 | OP | ? | eGrid | SUB | ST | 0.36 | [7 empty] | N | Harrington | Plant unknown |  | FALSE | TRUE | TRUE | TRUE | 1 | FALSE | TRUE | TRUE | TRUE | TRUE | TRUE | TRUE |  | FALSE | 330 |  | Harrington | 1 | 6193 | 14319 | TX | SUB | 1976 | 360 | ST | OP | Plant unknown | Plant unknown | Plant unknown
347 | Harrison_County_Power_Project_GT_1 | 0.17 | ng | cc_ct_part | ng_cc_ct_part | 1 | 2003 | OP | ? | eGrid | NG | CT | 0.17 | [7 empty] | Y | Harrison County Power Project | Plant unknown |  | FALSE | TRUE | TRUE | TRUE | 1 | FALSE | TRUE | TRUE | TRUE | TRUE | TRUE | TRUE |  | FALSE | 331 |  | Harrison County Power Project | GT-1 | 55664 | 14322 | TX | NG | 2003 | 170 | CT | OP | Plant unknown | Plant unknown | Plant unknown
348 | Harrison_County_Power_Project_GT_2 | 0.17 | ng | cc_ct_part | ng_cc_ct_part | 1 | 2003 | OP | ? | eGrid | NG | CT | 0.17 | [7 empty] | Y | Harrison County Power Project | Plant unknown |  | FALSE | TRUE | TRUE | TRUE | 1 | FALSE | TRUE | TRUE | TRUE | TRUE | TRUE | TRUE |  | FALSE | 332 |  | Harrison County Power Project | GT-2 | 55664 | 14323 | TX | NG | 2003 | 170 | CT | OP | Plant unknown | Plant unknown | Plant unknown
349 | Harrison_County_Power_Project_ST_1 | 0.23 | ng | cc_st_part | ng_cc_st_part | 1 | 2003 | OP | ? | eGrid | NG | CA | 0.23 | [7 empty] | Y | Harrison County Power Project | Plant unknown |  | FALSE | TRUE | TRUE | TRUE | 1 | FALSE | TRUE | TRUE | TRUE | TRUE | TRUE | TRUE |  | FALSE | 333 |  | Harrison County Power Project | ST-1 | 55664 | 14324 | TX | NG | 2003 | 230 | CA | OP | Plant unknown | Plant unknown | Plant unknown
350 | Hays_Energy_Project_U1 | 0.2417 | ng | cc | ng_cc | 7.1576 | 2002 | OP | N | eGrid | NG | CS | 1.73 |  |  | Y | Shrink |  |  |  | N | Hays_Energy_Project | 4 |  | TRUE | TRUE | TRUE | TRUE | 1 | TRUE | TRUE | TRUE | FALSE | TRUE | TRUE | TRUE |  | FALSE | 334 |  | Hays Energy Project | U1 | 55144 | 14325 | TX | NG | 2002 | 241.7 | CS | OP | 0 | 7157.5585 | 4
351 | Hays_Energy_Project_U2 | 0.2417 | ng | cc | ng_cc | 7.1576 | 2002 | OP | N | eGrid | NG | CS | 1.73 |  |  | Y | Shrink |  |  |  | N | Hays_Energy_Project | 4 |  | TRUE | TRUE | TRUE | TRUE | 1 | TRUE | TRUE | TRUE | FALSE | TRUE | TRUE | TRUE |  | FALSE | 335 |  | Hays Energy Project | U2 | 55144 | 14326 | TX | NG | 2002 | 241.7 | CS | OP | 0 | 7157.5585 | 4
352 | Hays_Energy_Project_U3 | 0.2528 | ng | cc | ng_cc | 7.1576 | 2002 | OP | N | eGrid | NG | CS | 1.8094 |  |  | Y | Shrink |  |  |  | N | Hays_Energy_Project | 4 |  | TRUE | TRUE | TRUE | TRUE | 1 | TRUE | TRUE | TRUE | FALSE | TRUE | TRUE | TRUE |  | FALSE | 336 |  | Hays Energy Project | U3 | 55144 | 14327 | TX | NG | 2002 | 252.8 | CS | OP | 0 | 7157.5585 | 4
353 | Hays_Energy_Project_U4 | 0.2528 | ng | cc | ng_cc | 7.1576 | 2002 | OP | N | eGrid | NG | CS | 1.8094 |  |  | Y | Shrink |  |  |  | N | Hays_Energy_Project | 4 |  | TRUE | TRUE | TRUE | TRUE | 1 | TRUE | TRUE | TRUE | FALSE | TRUE | TRUE | TRUE |  | FALSE | 337 |  | Hays Energy Project | U4 | 55144 | 14328 | TX | NG | 2002 | 252.8 | CS | OP | 0 | 7157.5585 | 4
354 | Hidalgo_Energy_Center_Combined | 0.5513 | ng | cc | ng_cc | 7.2193 | 2000 | OP | N | Combo | NG | CC | 3.98 |  |  | Y | Shrink |  | Y | CCGT |  | Hidalgo_Energy_Center | - |  | TRUE | TRUE | TRUE | TRUE | 1 | TRUE | TRUE | TRUE | FALSE | TRUE | TRUE | TRUE |  | FALSE | 337 | [11 empty] | #N/A | #N/A | #N/A
355 | Hidalgo_Energy_Center_CTG1 | 0.1766 | ng | cc_ct_part | ng_cc_ct_part | 7.2193 | 2000 | OP | N | eGrid | NG | CT | 1.2749 |  |  |  |  | Y |  | CCGT | Y | Hidalgo_Energy_Center | 3 |  | TRUE | TRUE | TRUE | TRUE | 1 | TRUE | TRUE | TRUE | TRUE | FALSE | FALSE | TRUE |  | FALSE | 338 |  | Hidalgo Energy Center | CTG1 | 55545 | 14329 | TX | NG | 2000 | 176.6 | CT | OP | 0 | 7219.3086 | 3
356 | Hidalgo_Energy_Center_CTG2 | 0.1766 | ng | cc_ct_part | ng_cc_ct_part | 7.2193 | 2000 | OP | N | eGrid | NG | CT | 1.2749 |  |  |  |  | Y |  | CCGT | Y | Hidalgo_Energy_Center | 3 |  | TRUE | TRUE | TRUE | TRUE | 1 | TRUE | TRUE | TRUE | TRUE | FALSE | FALSE | TRUE |  | FALSE | 339 |  | Hidalgo Energy Center | CTG2 | 55545 | 14330 | TX | NG | 2000 | 176.6 | CT | OP | 0 | 7219.3086 | 3
357 | Hidalgo_Energy_Center_STG1 | 0.1981 | ng | cc_st_part | ng_cc_st_part | 7.2193 | 2000 | OP | N | eGrid | NG | CA | 1.4301 |  |  |  |  | Y |  | CCGT | Y | Hidalgo_Energy_Center | 3 |  | TRUE | TRUE | TRUE | TRUE | 1 | TRUE | TRUE | TRUE | TRUE | FALSE | FALSE | TRUE |  | FALSE | 340 |  | Hidalgo Energy Center | STG1 | 55545 | 14331 | TX | NG | 2000 | 198.1 | CA | OP | 0 | 7219.3086 | 3
358 | Holly_Street_4 | 0.193 | ng | st | ng_st | 12.0559 | 1974 | RE | N | eGrid | NG | ST | 2.3268 |  |  | Y |  |  |  |  | N | Holly_Street | 2 |  | TRUE | TRUE | TRUE | TRUE | FALSE | TRUE | TRUE | TRUE | FALSE | TRUE | TRUE | TRUE |  | FALSE | 341 |  | Holly Street | 4 | 3549 | 14333 | TX | NG | 1974 | 193 | ST | RE | 0 | 12055.8913 | 2
359 | Holly_Street_3 | 0.165 | ng | st | ng_st | 12.0559 | 1967 | RE | N | eGrid | NG | ST | 1.9892 |  |  | Y |  |  |  |  | N | Holly_Street | 2 |  | TRUE | TRUE | TRUE | TRUE | FALSE | TRUE | TRUE | TRUE | FALSE | TRUE | TRUE | TRUE |  | FALSE | 342 |  | Holly Street | 3 | 3549 | 14332 | TX | NG | 1967 | 165 | ST | RE | 0 | 12055.8913 | 2
360 | Hoover_Company_0542 | 0.0018 | oil_2 | ic | oil_2_ic | 1 | 1997 | SB | ? | eGrid | DFO | IC | 0.0018 | [7 empty] | N | Hoover Company | Plant unknown |  | FALSE | FALSE | FALSE | TRUE | 9 | FALSE | TRUE | TRUE | TRUE | TRUE | TRUE | TRUE |  | FALSE | 343 |  | Hoover Company | 0542 | 55536 | 14334 | TX | DFO | 1997 | 1.8 | IC | SB | Plant unknown | Plant unknown | Plant unknown
361 | Hoover_Company_0543 | 0.0018 | oil_2 | ic | oil_2_ic | 1 | 1997 | SB | ? | eGrid | DFO | IC | 0.0018 | [7 empty] | N | Hoover Company | Plant unknown |  | FALSE | FALSE | FALSE | TRUE | 9 | FALSE | TRUE | TRUE | TRUE | TRUE | TRUE | TRUE |  | FALSE | 344 |  | Hoover Company | 0543 | 55536 | 14335 | TX | DFO | 1997 | 1.8 | IC | SB | Plant unknown | Plant unknown | Plant unknown
362 | Hoover_Company_0544 | 0.0018 | oil_2 | ic | oil_2_ic | 1 | 2002 | SB | ? | eGrid | DFO | IC | 0.0018 | [7 empty] | N | Hoover Company | Plant unknown |  | FALSE | FALSE | FALSE | TRUE | 9 | FALSE | TRUE | TRUE | TRUE | TRUE | TRUE | TRUE |  | FALSE | 345 |  | Hoover Company | 0544 | 55536 | 14336 | TX | DFO | 2002 | 1.8 | IC | SB | Plant unknown | Plant unknown | Plant unknown
363 | Hoover_Company_0545 | 0.0018 | oil_2 | ic | oil_2_ic | 1 | 2002 | SB | ? | eGrid | DFO | IC | 0.0018 | [7 empty] | N | Hoover Company | Plant unknown |  | FALSE | FALSE | FALSE | TRUE | 9 | FALSE | TRUE | TRUE | TRUE | TRUE | TRUE | TRUE |  | FALSE | 346 |  | Hoover Company | 0545 | 55536 | 14337 | TX | DFO | 2002 | 1.8 | IC | SB | Plant unknown | Plant unknown | Plant unknown
364 | Horse_Hollow_Wind_Energy_Center_2 | 0.2235 | wind |  | wind | 1 | 2006 | OP | N | eGrid | WND | WT | 0.2235 |  |  |  |  | Y |  | WIND | N | Horse_Hollow_Wind_Energy_Center | 3 |  | TRUE | TRUE | TRUE | TRUE | 1 | TRUE | TRUE | TRUE | TRUE | FALSE | TRUE | FALSE |  | FALSE | 347 |  | Horse Hollow Wind Energy Center | 2 | 56291 | 14339 | TX | WND | 2006 | 223.5 | WT | OP | 0 | N/A | 3
365 | Horse_Hollow_Wind_Energy_Center_3 | 0.299 | wind |  | wind | 1 | 2006 | OP | N | eGrid | WND | WT | 0.299 |  |  |  |  | Y |  | WIND | N | Horse_Hollow_Wind_Energy_Center | 3 |  | TRUE | TRUE | TRUE | TRUE | 1 | TRUE | TRUE | TRUE | TRUE | FALSE | TRUE | FALSE |  | FALSE | 348 |  | Horse Hollow Wind Energy Center | 3 | 56291 | 14340 | TX | WND | 2006 | 299 | WT | OP | 0 | N/A | 3
366 | Horse_Hollow_Wind_Energy_Center_1 | 0.213 | wind |  | wind | 1 | 2005 | OP | N | eGrid | WND | WT | 0.213 |  |  |  |  | Y |  | WIND | N | Horse_Hollow_Wind_Energy_Center | 3 |  | TRUE | TRUE | TRUE | TRUE | 1 | TRUE | TRUE | TRUE | TRUE | FALSE | TRUE | FALSE |  | FALSE | 349 |  | Horse Hollow Wind Energy Center | 1 | 56291 | 14338 | TX | WND | 2005 | 213 | WT | OP | 0 | N/A | 3
367 | Houston_Chemical_Complex_Battleground_GT3 | 0.081 | ng | cc_ct_part | ng_cc_ct_part | 10.0422 | 2005 | OP | Y | eGrid | NG | CT | 0.81342 | [7 empty] | Y | Houston Chemical Complex Battleground | 4 |  | TRUE | TRUE | TRUE | TRUE | 1 | FALSE | TRUE | TRUE | TRUE | TRUE | TRUE | TRUE |  | FALSE | 350 |  | Houston Chemical Complex Battleground | GT3 | 50043 | 14343 | TX | NG | 2005 | 81 | CT | OP | 1 | 10042.2489 | 4
368 | Houston_Chemical_Complex_Battleground_GT1 | 0.074 | ng | cc_ct_part | ng_cc_ct_part | 10.0422 | 1982 | OP | Y | eGrid | NG | CT | 0.74313 | [7 empty] | Y | Houston Chemical Complex Battleground | 4 |  | TRUE | TRUE | TRUE | TRUE | 1 | FALSE | TRUE | TRUE | TRUE | TRUE | TRUE | TRUE |  | FALSE | 351 |  | Houston Chemical Complex Battleground | GT1 | 50043 | 14341 | TX | NG | 1982 | 74 | CT | OP | 1 | 10042.2489 | 4
369 | Houston_Chemical_Complex_Battleground_GT2 | 0.074 | ng | cc_ct_part | ng_cc_ct_part | 10.0422 | 1982 | OP | Y | eGrid | NG | CT | 0.74313 | [7 empty] | Y | Houston Chemical Complex Battleground | 4 |  | TRUE | TRUE | TRUE | TRUE | 1 | FALSE | TRUE | TRUE | TRUE | TRUE | TRUE | TRUE |  | FALSE | 352 |  | Houston Chemical Complex Battleground | GT2 | 50043 | 14342 | TX | NG | 1982 | 74 | CT | OP | 1 | 10042.2489 | 4
370 | Houston_Chemical_Complex_Battleground_ST | 0.0874 | ng | cc_st_part | ng_cc_st_part | 10.0422 | 1982 | OP | Y | eGrid | NG | CA | 0.87769 | [7 empty] | Y | Houston Chemical Complex Battleground | 4 |  | TRUE | TRUE | TRUE | TRUE | 1 | FALSE | TRUE | TRUE | TRUE | TRUE | TRUE | TRUE |  | FALSE | 353 |  | Houston Chemical Complex Battleground | ST | 50043 | 14344 | TX | NG | 1982 | 87.4 | CA | OP | 1 | 10042.2489 | 4
371 | Hueco_Mountain_Wind_Ranch_EXIS | 0.0013 | wind |  | wind | 1 | 2001 | OP | ? | eGrid | WND | WT | 0.0013 | [7 empty] | N | Hueco Mountain Wind Ranch | Plant unknown |  | FALSE | TRUE | FALSE | TRUE | 1 | FALSE | TRUE | TRUE | TRUE | TRUE | TRUE | TRUE |  | FALSE | 354 |  | Hueco Mountain Wind Ranch | EXIS | 55578 | 14345 | TX | WND | 2001 | 1.3 | WT | OP | Plant unknown | Plant unknown | Plant unknown
372 | Ingleside_Cogeneration_CTG1 | 0.1701 | ng | cc_ct_part | ng_cc_ct_part | 8.1117 | 1999 | OP | Y | eGrid | NG | CT | 1.3798 | [7 empty] | Y | Ingleside Cogeneration | 3 |  | TRUE | TRUE | TRUE | TRUE | 1 | FALSE | TRUE | TRUE | TRUE | TRUE | TRUE | TRUE |  | FALSE | 355 |  | Ingleside Cogeneration | CTG1 | 55313 | 14346 | TX | NG | 1999 | 170.1 | CT | OP | 1 | 8111.6701 | 3
373 | Ingleside_Cogeneration_CTG2 | 0.1701 | ng | cc_ct_part | ng_cc_ct_part | 8.1117 | 1999 | OP | Y | eGrid | NG | CT | 1.3798 | [7 empty] | Y | Ingleside Cogeneration | 3 |  | TRUE | TRUE | TRUE | TRUE | 1 | FALSE | TRUE | TRUE | TRUE | TRUE | TRUE | TRUE |  | FALSE | 356 |  | Ingleside Cogeneration | CTG2 | 55313 | 14347 | TX | NG | 1999 | 170.1 | CT | OP | 1 | 8111.6701 | 3
374 | Ingleside_Cogeneration_STG | 0.208 | ng | cc_st_part | ng_cc_st_part | 8.1117 | 1999 | OP | Y | eGrid | NG | CA | 1.6872 | [7 empty] | Y | Ingleside Cogeneration | 3 |  | TRUE | TRUE | TRUE | TRUE | 1 | FALSE | TRUE | TRUE | TRUE | TRUE | TRUE | TRUE |  | FALSE | 357 |  | Ingleside Cogeneration | STG | 55313 | 14348 | TX | NG | 1999 | 208 | CA | OP | 1 | 8111.6701 | 3
375 | Inks_1 | 0.015 | water |  | water | 1 | 1938 | OP | N | eGrid | WAT | HY | 0.015 | [7 empty] | N | Inks | 1 |  | TRUE | TRUE | FALSE | TRUE | 1 | TRUE | FALSE | TRUE | TRUE | TRUE | TRUE | TRUE |  | FALSE | 358 |  | Inks | 1 | 3598 | 14349 | TX | WAT | 1938 | 15 | HY | OP | 0 | N/A | 1
376 | International_Paper_Texarkana_Mill_GEN2 | 0.04 | waste | st | waste_st | 1 | 1977 | OP | ? | eGrid | BLQ | ST | 0.04 | [7 empty] | N | International Paper Texarkana Mill | Plant unknown |  | FALSE | FALSE | FALSE | TRUE | 1 | FALSE | TRUE | TRUE | TRUE | TRUE | TRUE | TRUE |  | FALSE | 359 |  | International Paper Texarkana Mill | GEN2 | 54097 | 14351 | TX | BLQ | 1977 | 40 | ST | OP | Plant unknown | Plant unknown | Plant unknown
377 | International_Paper_Texarkana_Mill_GEN1 | 0.025 | waste | st | waste_st | 1 | 1972 | OP | ? | eGrid | BLQ | ST | 0.025 | [7 empty] | N | International Paper Texarkana Mill | Plant unknown |  | FALSE | FALSE | FALSE | TRUE | 1 | FALSE | TRUE | TRUE | TRUE | TRUE | TRUE | TRUE |  | FALSE | 360 |  | International Paper Texarkana Mill | GEN1 | 54097 | 14350 | TX | BLQ | 1972 | 25 | ST | OP | Plant unknown | Plant unknown | Plant unknown
378 | J_K_Spruce_2 | 0.82 | coal_sub | st | coal_sub_st | 10.8222 | 2010 | V | N | eGrid | SUB | ST | 8.8742 |  |  | Y | Shrink |  |  |  | N | J_K_Spruce | 2 |  | TRUE | TRUE | TRUE | TRUE | 4 | TRUE | TRUE | TRUE | FALSE | TRUE | TRUE | TRUE |  | FALSE | 361 |  | J K Spruce | 2 | 7097 | 14353 | TX | SUB | 2010 | 820 | ST | V | 0 | 10822.1747 | 2
379 | J_K_Spruce_1 | 0.566 | coal_sub | st | coal_sub_st | 10.8222 | 1992 | OP | N | eGrid | SUB | ST | 6.1254 |  |  | Y | Shrink |  |  |  | N | J_K_Spruce | 2 |  | TRUE | TRUE | TRUE | TRUE | 1 | TRUE | TRUE | TRUE | FALSE | TRUE | TRUE | TRUE |  | FALSE | 362 |  | J K Spruce | 1 | 7097 | 14352 | TX | SUB | 1992 | 566 | ST | OP | 0 | 10822.1747 | 2
380 | J_Robert_Massengale_8 | 0.04 | ng | cc_ct_part | ng_cc_ct_part | 1 | 2000 | OP | ? | eGrid | NG | CT | 0.04 | [7 empty] | Y | J Robert Massengale | Plant unknown |  | FALSE | TRUE | FALSE | TRUE | 1 | FALSE | TRUE | TRUE | TRUE | TRUE | TRUE | TRUE |  | FALSE | 363 |  | J Robert Massengale | 8 | 3604 | 14358 | TX | NG | 2000 | 40 | CT | OP | Plant unknown | Plant unknown | Plant unknown
381 | J_Robert_Massengale_6A | 0.022 | ng | cc_st_part | ng_cc_st_part | 1 | 1997 | OP | ? | eGrid | NG | CA | 0.022 | [7 empty] | Y | J Robert Massengale | Plant unknown |  | FALSE | TRUE | FALSE | TRUE | 1 | FALSE | TRUE | TRUE | TRUE | TRUE | TRUE | TRUE |  | FALSE | 364 |  | J Robert Massengale | 6A | 3604 | 14356 | TX | NG | 1997 | 22 | CA | OP | Plant unknown | Plant unknown | Plant unknown
382 | J_Robert_Massengale_7 | 0.022 | ng | cc_st_part | ng_cc_st_part | 1 | 1959 | OP | ? | eGrid | NG | CA | 0.022 | [7 empty] | Y | J Robert Massengale | Plant unknown |  | FALSE | TRUE | FALSE | TRUE | 1 | FALSE | TRUE | TRUE | TRUE | TRUE | TRUE | TRUE |  | FALSE | 365 |  | J Robert Massengale | 7 | 3604 | 14357 | TX | NG | 1959 | 22 | CA | OP | Plant unknown | Plant unknown | Plant unknown
383 | J_Robert_Massengale_5 | 0.0115 | ng | st | ng_st | 1 | 1953 | OS | ? | eGrid | NG | ST | 0.0115 |  |  | Y |  |  |  |  | Y | J Robert Massengale | Plant unknown |  | FALSE | TRUE | FALSE | TRUE | 6 | FALSE | TRUE | TRUE | FALSE | TRUE | TRUE | TRUE |  | FALSE | 366 |  | J Robert Massengale | 5 | 3604 | 14355 | TX | NG | 1953 | 11.5 | ST | OS | Plant unknown | Plant unknown | Plant unknown
384 | J_Robert_Massengale_4 | 0.0115 | ng | st | ng_st | 1 | 1952 | OS | ? | eGrid | NG | ST | 0.0115 |  |  | Y |  |  |  |  | Y | J Robert Massengale | Plant unknown |  | FALSE | TRUE | FALSE | TRUE | 6 | FALSE | TRUE | TRUE | FALSE | TRUE | TRUE | TRUE |  | FALSE | 367 |  | J Robert Massengale | 4 | 3604 | 14354 | TX | NG | 1952 | 11.5 | ST | OS | Plant unknown | Plant unknown | Plant unknown
385 | J_T_Deely_2 | 0.446 | coal_sub | st | coal_sub_st | 14.0734 | 1978 | OP | N | eGrid | SUB | ST | 6.2767 |  |  | Y | Shrink |  |  |  | N | J_T_Deely | 2 |  | TRUE | TRUE | TRUE | TRUE | 1 | TRUE | TRUE | TRUE | FALSE | TRUE | TRUE | TRUE |  | FALSE | 368 |  | J T Deely | 2 | 6181 | 14360 | TX | SUB | 1978 | 446 | ST | OP | 0 | 14073.3626 | 2
386 | J_T_Deely_1 | 0.486 | coal_sub | st | coal_sub_st | 14.0734 | 1977 | OP | N | eGrid | SUB | ST | 6.8397 |  |  | Y | Shrink |  |  |  | N | J_T_Deely | 2 |  | TRUE | TRUE | TRUE | TRUE | 1 | TRUE | TRUE | TRUE | FALSE | TRUE | TRUE | TRUE |  | FALSE | 369 |  | J T Deely | 1 | 6181 | 14359 | TX | SUB | 1977 | 486 | ST | OP | 0 | 14073.3626 | 2
387 | Jack_County_Combined | 0.64 | ng | cc | ng_cc | 7.2839 | 2006 | OP | N | Combo | NG | CC | 4.6617 |  |  | Y | Shrink |  | Y | CCGT |  | Jack_County | - |  | TRUE | TRUE | TRUE | TRUE | 1 | TRUE | TRUE | TRUE | FALSE | TRUE | TRUE | TRUE |  | FALSE | 369 | [11 empty] | #N/A | #N/A | #N/A
388 | Jack_County_CT1 | 0.17 | ng | cc_ct_part | ng_cc_ct_part | 7.2839 | 2006 | OP | N | eGrid | NG | CT | 1.2383 |  |  |  |  | Y |  | CCGT | Y | Jack_County | 3 |  | TRUE | TRUE | TRUE | TRUE | 1 | TRUE | TRUE | TRUE | TRUE | FALSE | FALSE | TRUE |  | FALSE | 370 |  | Jack County | CT1 | 55230 | 14361 | TX | NG | 2006 | 170 | CT | OP | 0 | 7283.8815 | 3
389 | Jack_County_CT2 | 0.17 | ng | cc_ct_part | ng_cc_ct_part | 7.2839 | 2006 | OP | N | eGrid | NG | CT | 1.2383 |  |  |  |  | Y |  | CCGT | Y | Jack_County | 3 |  | TRUE | TRUE | TRUE | TRUE | 1 | TRUE | TRUE | TRUE | TRUE | FALSE | FALSE | TRUE |  | FALSE | 371 |  | Jack County | CT2 | 55230 | 14362 | TX | NG | 2006 | 170 | CT | OP | 0 | 7283.8815 | 3
390 | Jack_County_ST1 | 0.3 | ng | cc_st_part | ng_cc_st_part | 7.2839 | 2006 | OP | N | eGrid | NG | CA | 2.1852 |  |  |  |  | Y |  | CCGT | Y | Jack_County | 3 |  | TRUE | TRUE | TRUE | TRUE | 1 | TRUE | TRUE | TRUE | TRUE | FALSE | FALSE | TRUE |  | FALSE | 372 |  | Jack County | ST1 | 55230 | 14363 | TX | NG | 2006 | 300 | CA | OP | 0 | 7283.8815 | 3
391 | Jameson_Gas_Processing_Plant_620 | 0.0003 | ng | ic | ng_ic | 14.0388 | 1981 | OP | N | eGrid | NG | IC | 0.0042116 | [7 empty] | N | Jameson_Gas_Processing_Plant | 3 |  | TRUE | TRUE | FALSE | TRUE | 1 | TRUE | TRUE | TRUE | TRUE | TRUE | TRUE | TRUE |  | FALSE | 373 |  | Jameson Gas Processing Plant | 620 | 55052 | 14364 | TX | NG | 1981 | 0.3 | IC | OP | 0 | 14038.7967 | 3
392 | Jameson_Gas_Processing_Plant_621 | 0.0003 | ng | ic | ng_ic | 14.0388 | 1981 | OP | N | eGrid | NG | IC | 0.0042116 | [7 empty] | N | Jameson_Gas_Processing_Plant | 3 |  | TRUE | TRUE | FALSE | TRUE | 1 | TRUE | TRUE | TRUE | TRUE | TRUE | TRUE | TRUE |  | FALSE | 374 |  | Jameson Gas Processing Plant | 621 | 55052 | 14365 | TX | NG | 1981 | 0.3 | IC | OP | 0 | 14038.7967 | 3
393 | Jameson_Gas_Processing_Plant_622 | 0.0005 | ng | ic | ng_ic | 14.0388 | 1986 | OP | N | eGrid | NG | IC | 0.0070194 | [7 empty] | N | Jameson_Gas_Processing_Plant | 3 |  | TRUE | TRUE | FALSE | TRUE | 1 | TRUE | TRUE | TRUE | TRUE | TRUE | TRUE | TRUE |  | FALSE | 375 |  | Jameson Gas Processing Plant | 622 | 55052 | 14366 | TX | NG | 1986 | 0.5 | IC | OP | 0 | 14038.7967 | 3
394 | JCO_Oxides_Olefins_Plant_GCG1 | 0.0386 | ng | gt | ng_gt | 1 | 1992 | OP | ? | eGrid | NG | GT | 0.0386 | [7 empty] | N | JCO Oxides Olefins Plant | Plant unknown |  | FALSE | TRUE | FALSE | TRUE | 1 | FALSE | TRUE | TRUE | TRUE | TRUE | TRUE | TRUE |  | FALSE | 376 |  | JCO Oxides Olefins Plant | GCG1 | 54637 | 14367 | TX | NG | 1992 | 38.6 | GT | OP | Plant unknown | Plant unknown | Plant unknown
395 | JCO_Oxides_Olefins_Plant_GCG2 | 0.0386 | ng | gt | ng_gt | 1 | 1992 | OP | ? | eGrid | NG | GT | 0.0386 | [7 empty] | N | JCO Oxides Olefins Plant | Plant unknown |  | FALSE | TRUE | FALSE | TRUE | 1 | FALSE | TRUE | TRUE | TRUE | TRUE | TRUE | TRUE |  | FALSE | 377 |  | JCO Oxides Olefins Plant | GCG2 | 54637 | 14368 | TX | NG | 1992 | 38.6 | GT | OP | Plant unknown | Plant unknown | Plant unknown
396 | JD_Wind_1_LLC_1 | 0.01 | wind |  | wind | 1 | 2006 | OP | ? | eGrid | WND | WT | 0.01 | [7 empty] | N | JD Wind 1 LLC | Plant unknown |  | FALSE | TRUE | FALSE | TRUE | 1 | FALSE | TRUE | TRUE | TRUE | TRUE | TRUE | TRUE |  | FALSE | 378 |  | JD Wind 1 LLC | 1 | 56557 | 14369 | TX | WND | 2006 | 10 | WT | OP | Plant unknown | Plant unknown | Plant unknown
397 | JD_Wind_2_LLC_JDW2 | 0.01 | wind |  | wind | 1 | 2006 | OP | ? | eGrid | WND | WT | 0.01 | [7 empty] | N | JD Wind 2 LLC | Plant unknown |  | FALSE | TRUE | FALSE | TRUE | 1 | FALSE | TRUE | TRUE | TRUE | TRUE | TRUE | TRUE |  | FALSE | 379 |  | JD Wind 2 LLC | JDW2 | 56558 | 14370 | TX | WND | 2006 | 10 | WT | OP | Plant unknown | Plant unknown | Plant unknown
398 | JD_Wind_3_LLC_JDW3 | 0.01 | wind |  | wind | 1 | 2006 | OP | ? | eGrid | WND | WT | 0.01 | [7 empty] | N | JD Wind 3 LLC | Plant unknown |  | FALSE | TRUE | FALSE | TRUE | 1 | FALSE | TRUE | TRUE | TRUE | TRUE | TRUE | TRUE |  | FALSE | 380 |  | JD Wind 3 LLC | JDW3 | 56559 | 14371 | TX | WND | 2006 | 10 | WT | OP | Plant unknown | Plant unknown | Plant unknown
399 | JD_Wind_5_LLC_JDW5 | 0.01 | wind |  | wind | 1 | 2006 | OP | ? | eGrid | WND | WT | 0.01 | [7 empty] | N | JD Wind 5 LLC | Plant unknown |  | FALSE | TRUE | FALSE | TRUE | 1 | FALSE | TRUE | TRUE | TRUE | TRUE | TRUE | TRUE |  | FALSE | 381 |  | JD Wind 5 LLC | JDW5 | 56561 | 14372 | TX | WND | 2006 | 10 | WT | OP | Plant unknown | Plant unknown | Plant unknown
400 | JD_Wind_6_LLC_JDW6 | 0.01 | wind |  | wind | 1 | 2007 | OP | ? | eGrid | WND | WT | 0.01 | [7 empty] | N | JD Wind 6 LLC | Plant unknown |  | FALSE | TRUE | FALSE | TRUE | 1 | FALSE | TRUE | TRUE | TRUE | TRUE | TRUE | TRUE |  | FALSE | 382 |  | JD Wind 6 LLC | JDW6 | 56562 | 14373 | TX | WND | 2007 | 10 | WT | OP | Plant unknown | Plant unknown | Plant unknown
401 | Johnson_County_GT_1 | 0.1782 | ng | cc_ct_part | ng_cc_ct_part | 8.3706 | 1996 | OP | Y | eGrid | NG | CT | 1.4916 | [7 empty] | Y | Johnson County | 2 |  | TRUE | TRUE | TRUE | TRUE | 1 | FALSE | TRUE | TRUE | TRUE | TRUE | TRUE | TRUE |  | FALSE | 383 |  | Johnson County | GT-1 | 54817 | 14374 | TX | NG | 1996 | 178.2 | CT | OP | 1 | 8370.5864 | 2
402 | Johnson_County_ST_1 | 0.1044 | waste | cc_st_part | waste_cc_st_part | 8.3706 | 1996 | OP | Y | eGrid | OG | CA | 0.87389 | [7 empty] | Y | Johnson County | 2 |  | TRUE | FALSE | TRUE | TRUE | 1 | FALSE | TRUE | TRUE | TRUE | TRUE | TRUE | TRUE |  | FALSE | 384 |  | Johnson County | ST-1 | 54817 | 14375 | TX | OG | 1996 | 104.4 | CA | OP | 1 | 8370.5864 | 2
403 | Jones_2 | 0.248 | ng | st | ng_st | 1 | 1974 | OP | ? | eGrid | NG | ST | 0.248 |  |  | Y |  |  |  |  | N | Jones | Plant unknown |  | FALSE | TRUE | TRUE | TRUE | 1 | FALSE | TRUE | TRUE | FALSE | TRUE | TRUE | TRUE |  | FALSE | 385 |  | Jones | 2 | 3482 | 14377 | TX | NG | 1974 | 248 | ST | OP | Plant unknown | Plant unknown | Plant unknown
404 | Jones_1 | 0.248 | ng | st | ng_st | 1 | 1971 | OP | ? | eGrid | NG | ST | 0.248 |  |  | Y |  |  |  |  | N | Jones | Plant unknown |  | FALSE | TRUE | TRUE | TRUE | 1 | FALSE | TRUE | TRUE | FALSE | TRUE | TRUE | TRUE |  | FALSE | 386 |  | Jones | 1 | 3482 | 14376 | TX | NG | 1971 | 248 | ST | OP | Plant unknown | Plant unknown | Plant unknown
405 | King_Mountain_Wind_Ranch_1_EXIS | 0.278 | wind |  | wind | 1 | 2001 | OP | N | eGrid | WND | WT | 0.278 |  |  |  |  | Y |  | WIND | N | King_Mountain_Wind_Ranch_1 | 1 |  | TRUE | TRUE | TRUE | TRUE | 1 | TRUE | TRUE | TRUE | TRUE | FALSE | TRUE | FALSE |  | FALSE | 387 |  | King Mountain Wind Ranch 1 | EXIS | 55581 | 14378 | TX | WND | 2001 | 278 | WT | OP | 0 | N/A | 1
406 | Knox_Lee_5 | 0.351 | ng | st | ng_st | 1 | 1974 | OP | ? | eGrid | NG | ST | 0.351 |  |  | Y |  |  |  |  | N | Knox Lee | Plant unknown |  | FALSE | TRUE | TRUE | TRUE | 1 | FALSE | TRUE | TRUE | FALSE | TRUE | TRUE | TRUE |  | FALSE | 388 |  | Knox Lee | 5 | 3476 | 14382 | TX | NG | 1974 | 351 | ST | OP | Plant unknown | Plant unknown | Plant unknown
407 | Knox_Lee_4 | 0.074 | ng | st | ng_st | 1 | 1956 | OP | ? | eGrid | NG | ST | 0.074 |  |  | Y |  |  |  |  | N | Knox Lee | Plant unknown |  | FALSE | TRUE | TRUE | TRUE | 1 | FALSE | TRUE | TRUE | FALSE | TRUE | TRUE | TRUE |  | FALSE | 389 |  | Knox Lee | 4 | 3476 | 14381 | TX | NG | 1956 | 74 | ST | OP | Plant unknown | Plant unknown | Plant unknown
408 | Knox_Lee_3 | 0.038 | ng | st | ng_st | 1 | 1952 | OP | ? | eGrid | NG | ST | 0.038 |  |  | Y |  |  |  |  | N | Knox Lee | Plant unknown |  | FALSE | TRUE | FALSE | TRUE | 1 | FALSE | TRUE | TRUE | FALSE | TRUE | TRUE | TRUE |  | FALSE | 390 |  | Knox Lee | 3 | 3476 | 14380 | TX | NG | 1952 | 38 | ST | OP | Plant unknown | Plant unknown | Plant unknown
409 | Knox_Lee_2 | 0.038 | ng | st | ng_st | 1 | 1950 | OP | ? | eGrid | NG | ST | 0.038 |  |  | Y |  |  |  |  | N | Knox Lee | Plant unknown |  | FALSE | TRUE | FALSE | TRUE | 1 | FALSE | TRUE | TRUE | FALSE | TRUE | TRUE | TRUE |  | FALSE | 391 |  | Knox Lee | 2 | 3476 | 14379 | TX | NG | 1950 | 38 | ST | OP | Plant unknown | Plant unknown | Plant unknown
410 | Lake_Creek_D1 | 0.002 | oil_2 | ic | oil_2_ic | 14.3692 | 1966 | OP | N | eGrid | DFO | IC | 0.028738 | [7 empty] | Y | Lake_Creek_Oil_IC | 3 |  | TRUE | FALSE | FALSE | TRUE | 1 | TRUE | TRUE | TRUE | TRUE | TRUE | TRUE | TRUE |  | FALSE | 392 |  | Lake Creek | D1 | 3502 | 14383 | TX | DFO | 1966 | 2 | IC | OP | 0 | 14369.1904 | 5
411 | Lake_Creek_D2 | 0.002 | oil_2 | ic | oil_2_ic | 14.3692 | 1966 | OP | N | eGrid | DFO | IC | 0.028738 | [7 empty] | Y | Lake_Creek_Oil_IC | 3 |  | TRUE | FALSE | FALSE | TRUE | 1 | TRUE | TRUE | TRUE | TRUE | TRUE | TRUE | TRUE |  | FALSE | 393 |  | Lake Creek | D2 | 3502 | 14384 | TX | DFO | 1966 | 2 | IC | OP | 0 | 14369.1904 | 5
412 | Lake_Creek_D3 | 0.002 | oil_2 | ic | oil_2_ic | 14.3692 | 1966 | OP | N | eGrid | DFO | IC | 0.028738 | [7 empty] | Y | Lake_Creek_Oil_IC | 3 |  | TRUE | FALSE | FALSE | TRUE | 1 | TRUE | TRUE | TRUE | TRUE | TRUE | TRUE | TRUE |  | FALSE | 394 |  | Lake Creek | D3 | 3502 | 14385 | TX | DFO | 1966 | 2 | IC | OP | 0 | 14369.1904 | 5
413 | Lake_Creek_ST2 | 0.236 | ng | st | ng_st | 14.3692 | 1959 | OP | N | eGrid | NG | ST | 3.3911 |  |  | Y |  |  |  |  | Y | Lake_Creek_ng_ST | 2 |  | TRUE | TRUE | TRUE | TRUE | 1 | TRUE | TRUE | TRUE | FALSE | TRUE | TRUE | TRUE |  | FALSE | 395 |  | Lake Creek | ST2 | 3502 | 14387 | TX | NG | 1959 | 236 | ST | OP | 0 | 14369.1904 | 5
414 | Lake_Creek_ST1 | 0.0796 | ng | st | ng_st | 14.3692 | 1953 | OP | N | eGrid | NG | ST | 1.1438 |  |  | Y |  |  |  |  | Y | Lake_Creek_ng_ST | 2 |  | TRUE | TRUE | TRUE | TRUE | 1 | TRUE | TRUE | TRUE | FALSE | TRUE | TRUE | TRUE |  | FALSE | 396 |  | Lake Creek | ST1 | 3502 | 14386 | TX | NG | 1953 | 79.6 | ST | OP | 0 | 14369.1904 | 5
415 | Lake_Hubbard_2 | 0.531 | ng | st | ng_st | 12.1586 | 1973 | OP | N | eGrid | NG | ST | 6.4562 |  |  | Y |  |  |  |  | N | Lake_Hubbard | 2 |  | TRUE | TRUE | TRUE | TRUE | 1 | TRUE | TRUE | TRUE | FALSE | TRUE | TRUE | TRUE |  | FALSE | 397 |  | Lake Hubbard | 2 | 3452 | 14389 | TX | NG | 1973 | 531 | ST | OP | 0 | 12158.6156 | 2
416 | Lake_Hubbard_1 | 0.3965 | ng | st | ng_st | 12.1586 | 1970 | OP | N | eGrid | NG | ST | 4.8209 |  |  | Y |  |  |  |  | N | Lake_Hubbard | 2 |  | TRUE | TRUE | TRUE | TRUE | 1 | TRUE | TRUE | TRUE | FALSE | TRUE | TRUE | TRUE |  | FALSE | 398 |  | Lake Hubbard | 1 | 3452 | 14388 | TX | NG | 1970 | 396.5 | ST | OP | 0 | 12158.6156 | 2
417 | Lamar_Power_Project_Combined_1 | 0.5454 | ng | cc | ng_cc | 7.7675 | 2000 | OP | N | Combo | NG | CC | 4.2364 |  |  | Y | Shrink |  | Y | CCGT |  | Lamar_Power_Project | 2 |  | TRUE | TRUE | TRUE | TRUE | 1 | TRUE | TRUE | TRUE | FALSE | TRUE | TRUE | TRUE |  | FALSE | 398 | [11 empty] | #N/A | #N/A | #N/A
418 | Lamar_Power_Project_Combined_2 | 0.5454 | ng | cc | ng_cc | 7.7675 | 2000 | OP | N | Combo | NG | CC | 4.2364 |  |  | Y | Shrink |  | Y | CCGT |  | Lamar_Power_Project | 2 |  | TRUE | TRUE | TRUE | TRUE | 1 | TRUE | TRUE | TRUE | FALSE | TRUE | TRUE | TRUE |  | FALSE | 398 | [11 empty] | #N/A | #N/A | #N/A
419 | Lamar_Power_Project_CTG1 | 0.1717 | ng | cc_ct_part | ng_cc_ct_part | 7.7675 | 2000 | OP | N | eGrid | NG | CT | 1.3337 |  |  |  |  | Y |  | CCGT | Y | Lamar_Power_Project | 6 |  | TRUE | TRUE | TRUE | TRUE | 1 | TRUE | TRUE | TRUE | TRUE | FALSE | FALSE | TRUE |  | FALSE | 399 |  | Lamar Power Project | CTG1 | 55097 | 14390 | TX | NG | 2000 | 171.7 | CT | OP | 0 | 7767.5189 | 6
420 | Lamar_Power_Project_CTG2 | 0.1717 | ng | cc_ct_part | ng_cc_ct_part | 7.7675 | 2000 | OP | N | eGrid | NG | CT | 1.3337 |  |  |  |  | Y |  | CCGT | Y | Lamar_Power_Project | 6 |  | TRUE | TRUE | TRUE | TRUE | 1 | TRUE | TRUE | TRUE | TRUE | FALSE | FALSE | TRUE |  | FALSE | 400 |  | Lamar Power Project | CTG2 | 55097 | 14391 | TX | NG | 2000 | 171.7 | CT | OP | 0 | 7767.5189 | 6
421 | Lamar_Power_Project_CTG3 | 0.1717 | ng | cc_ct_part | ng_cc_ct_part | 7.7675 | 2000 | OP | N | eGrid | NG | CT | 1.3337 |  |  |  |  | Y |  | CCGT | Y | Lamar_Power_Project | 6 |  | TRUE | TRUE | TRUE | TRUE | 1 | TRUE | TRUE | TRUE | TRUE | FALSE | FALSE | TRUE |  | FALSE | 401 |  | Lamar Power Project | CTG3 | 55097 | 14392 | TX | NG | 2000 | 171.7 | CT | OP | 0 | 7767.5189 | 6
422 | Lamar_Power_Project_CTG4 | 0.1717 | ng | cc_ct_part | ng_cc_ct_part | 7.7675 | 2000 | OP | N | eGrid | NG | CT | 1.3337 |  |  |  |  | Y |  | CCGT | Y | Lamar_Power_Project | 6 |  | TRUE | TRUE | TRUE | TRUE | 1 | TRUE | TRUE | TRUE | TRUE | FALSE | FALSE | TRUE |  | FALSE | 402 |  | Lamar Power Project | CTG4 | 55097 | 14393 | TX | NG | 2000 | 171.7 | CT | OP | 0 | 7767.5189 | 6
423 | Lamar_Power_Project_STG1 | 0.202 | ng | cc_st_part | ng_cc_st_part | 7.7675 | 2000 | OP | N | eGrid | NG | CA | 1.569 |  |  |  |  | Y |  | CCGT | Y | Lamar_Power_Project | 6 |  | TRUE | TRUE | TRUE | TRUE | 1 | TRUE | TRUE | TRUE | TRUE | FALSE | FALSE | TRUE |  | FALSE | 403 |  | Lamar Power Project | STG1 | 55097 | 14394 | TX | NG | 2000 | 202 | CA | OP | 0 | 7767.5189 | 6
424 | Lamar_Power_Project_STG2 | 0.202 | ng | cc_st_part | ng_cc_st_part | 7.7675 | 2000 | OP | N | eGrid | NG | CA | 1.569 |  |  |  |  | Y |  | CCGT | Y | Lamar_Power_Project | 6 |  | TRUE | TRUE | TRUE | TRUE | 1 | TRUE | TRUE | TRUE | TRUE | FALSE | FALSE | TRUE |  | FALSE | 404 |  | Lamar Power Project | STG2 | 55097 | 14395 | TX | NG | 2000 | 202 | CA | OP | 0 | 7767.5189 | 6
425 | Laredo_3 | 0.1152 | ng | st | ng_st | 11.5922 | 1975 | OP | N | eGrid | NG | ST | 1.3354 |  |  | Y |  |  |  |  | N | Laredo | 3 |  | TRUE | TRUE | TRUE | TRUE | 1 | TRUE | TRUE | TRUE | FALSE | TRUE | TRUE | TRUE |  | FALSE | 405 |  | Laredo | 3 | 3439 | 14398 | TX | NG | 1975 | 115.2 | ST | OP | 0 | 11592.1884 | 3
426 | Laredo_2 | 0.0375 | ng | st | ng_st | 11.5922 | 1955 | OP | N | eGrid | NG | ST | 0.43471 |  |  | Y |  |  |  |  | N | Laredo | 3 |  | TRUE | TRUE | FALSE | TRUE | 1 | TRUE | TRUE | TRUE | FALSE | TRUE | TRUE | TRUE |  | FALSE | 406 |  | Laredo | 2 | 3439 | 14397 | TX | NG | 1955 | 37.5 | ST | OP | 0 | 11592.1884 | 3
427 | Laredo_1 | 0.0345 | ng | st | ng_st | 11.5922 | 1951 | OP | N | eGrid | NG | ST | 0.39993 |  |  | Y |  |  |  |  | N | Laredo | 3 |  | TRUE | TRUE | FALSE | TRUE | 1 | TRUE | TRUE | TRUE | FALSE | TRUE | TRUE | TRUE |  | FALSE | 407 |  | Laredo | 1 | 3439 | 14396 | TX | NG | 1951 | 34.5 | ST | OP | 0 | 11592.1884 | 3
428 | Leon_Creek_CGT1 | 0.0574 | ng | gt | ng_gt | 11.8344 | 2004 | OP | N | eGrid | NG | GT | 0.6793 |  |  | Y | Shrink |  |  |  | Y | Leon_Creek | 6 |  | TRUE | TRUE | TRUE | TRUE | 1 | TRUE | TRUE | TRUE | FALSE | TRUE | TRUE | TRUE |  | FALSE | 408 |  | Leon Creek | CGT1 | 3609 | 14399 | TX | NG | 2004 | 57.4 | GT | OP | 0 | 11834.4105 | 6
429 | Leon_Creek_CGT2 | 0.0574 | ng | gt | ng_gt | 11.8344 | 2004 | OP | N | eGrid | NG | GT | 0.6793 |  |  | Y | Shrink |  |  |  | Y | Leon_Creek | 6 |  | TRUE | TRUE | TRUE | TRUE | 1 | TRUE | TRUE | TRUE | FALSE | TRUE | TRUE | TRUE |  | FALSE | 409 |  | Leon Creek | CGT2 | 3609 | 14400 | TX | NG | 2004 | 57.4 | GT | OP | 0 | 11834.4105 | 6
430 | Leon_Creek_CGT3 | 0.0574 | ng | gt | ng_gt | 11.8344 | 2004 | OP | N | eGrid | NG | GT | 0.6793 |  |  | Y | Shrink |  |  |  | Y | Leon_Creek | 6 |  | TRUE | TRUE | TRUE | TRUE | 1 | TRUE | TRUE | TRUE | FALSE | TRUE | TRUE | TRUE |  | FALSE | 410 |  | Leon Creek | CGT3 | 3609 | 14401 | TX | NG | 2004 | 57.4 | GT | OP | 0 | 11834.4105 | 6
431 | Leon_Creek_CGT4 | 0.0574 | ng | gt | ng_gt | 11.8344 | 2004 | OP | N | eGrid | NG | GT | 0.6793 |  |  | Y | Shrink |  |  |  | Y | Leon_Creek | 6 |  | TRUE | TRUE | TRUE | TRUE | 1 | TRUE | TRUE | TRUE | FALSE | TRUE | TRUE | TRUE |  | FALSE | 411 |  | Leon Creek | CGT4 | 3609 | 14402 | TX | NG | 2004 | 57.4 | GT | OP | 0 | 11834.4105 | 6
432 | Leon_Creek_4 | 0.1137 | ng | st | ng_st | 11.8344 | 1959 | OP | N | eGrid | NG | ST | 1.3456 |  |  | Y |  |  |  |  | Y | Leon_Creek | 6 |  | TRUE | TRUE | TRUE | TRUE | 1 | TRUE | TRUE | TRUE | FALSE | TRUE | TRUE | TRUE |  | FALSE | 412 |  | Leon Creek | 4 | 3609 | 14404 | TX | NG | 1959 | 113.7 | ST | OP | 0 | 11834.4105 | 6
433 | Leon_Creek_3 | 0.075 | ng | st | ng_st | 11.8344 | 1953 | OP | N | eGrid | NG | ST | 0.88758 |  |  | Y |  |  |  |  | Y | Leon_Creek | 6 |  | TRUE | TRUE | TRUE | TRUE | 1 | TRUE | TRUE | TRUE | FALSE | TRUE | TRUE | TRUE |  | FALSE | 413 |  | Leon Creek | 3 | 3609 | 14403 | TX | NG | 1953 | 75 | ST | OP | 0 | 11834.4105 | 6
434 | Lewis_Creek_2 | 0.2714 | ng | st | ng_st | 1 | 1971 | OP | ? | eGrid | NG | ST | 0.2714 |  |  | Y |  |  |  |  | N | Lewis Creek | Plant unknown |  | FALSE | TRUE | TRUE | TRUE | 1 | FALSE | TRUE | TRUE | FALSE | TRUE | TRUE | TRUE |  | FALSE | 414 |  | Lewis Creek | 2 | 3457 | 14406 | TX | NG | 1971 | 271.4 | ST | OP | Plant unknown | Plant unknown | Plant unknown
435 | Lewis_Creek_1 | 0.2714 | ng | st | ng_st | 1 | 1970 | OP | ? | eGrid | NG | ST | 0.2714 |  |  | Y |  |  |  |  | N | Lewis Creek | Plant unknown |  | FALSE | TRUE | TRUE | TRUE | 1 | FALSE | TRUE | TRUE | FALSE | TRUE | TRUE | TRUE |  | FALSE | 415 |  | Lewis Creek | 1 | 3457 | 14405 | TX | NG | 1970 | 271.4 | ST | OP | Plant unknown | Plant unknown | Plant unknown
436 | Lewisville_1 | 0.0028 | water |  | water | 1 | 1992 | OP | N | eGrid | WAT | HY | 0.0028 | [7 empty] | N | Lewisville | 1 |  | TRUE | TRUE | FALSE | TRUE | 1 | TRUE | FALSE | TRUE | TRUE | TRUE | TRUE | TRUE |  | FALSE | 416 |  | Lewisville | 1 | 794 | 14407 | TX | WAT | 1992 | 2.8 | HY | OP | 0 | N/A | 1
437 | Limestone_2 | 0.9568 | coal_lig | st | coal_lig_st | 9.6122 | 1986 | OP | N | eGrid | LIG | ST | 9.197 |  |  | Y | Shrink |  |  |  | N | Limestone | 2 |  | TRUE | TRUE | TRUE | TRUE | 1 | TRUE | TRUE | TRUE | FALSE | TRUE | TRUE | TRUE |  | FALSE | 417 |  | Limestone | 2 | 298 | 14409 | TX | LIG | 1986 | 956.8 | ST | OP | 0 | 9612.2278 | 2
438 | Limestone_1 | 0.893 | coal_lig | st | coal_lig_st | 9.6122 | 1985 | OP | N | eGrid | LIG | ST | 8.5837 |  |  | Y | Shrink |  |  |  | N | Limestone | 2 |  | TRUE | TRUE | TRUE | TRUE | 1 | TRUE | TRUE | TRUE | FALSE | TRUE | TRUE | TRUE |  | FALSE | 418 |  | Limestone | 1 | 298 | 14408 | TX | LIG | 1985 | 893 | ST | OP | 0 | 9612.2278 | 2
439 | Llano_Estacado_Wind_Ranch_EXIS | 0.08 | wind |  | wind | 1 | 2001 | OP | ? | eGrid | WND | WT | 0.08 | [7 empty] | N | Llano Estacado Wind Ranch | Plant unknown |  | FALSE | TRUE | TRUE | TRUE | 1 | FALSE | TRUE | TRUE | TRUE | TRUE | TRUE | TRUE |  | FALSE | 419 |  | Llano Estacado Wind Ranch | EXIS | 55579 | 14410 | TX | WND | 2001 | 80 | WT | OP | Plant unknown | Plant unknown | Plant unknown
440 | Lone_Star_1 | 0.04 | ng | st | ng_st | 1 | 1954 | OP | ? | eGrid | NG | ST | 0.04 |  |  | Y |  |  |  |  | N | Lone Star | Plant unknown |  | FALSE | TRUE | FALSE | TRUE | 1 | FALSE | TRUE | TRUE | FALSE | TRUE | TRUE | TRUE |  | FALSE | 420 |  | Lone Star | 1 | 3477 | 14411 | TX | NG | 1954 | 40 | ST | OP | Plant unknown | Plant unknown | Plant unknown
441 | Lost_Pines_1_Power_Project_Combined | 0.595 | ng | cc | ng_cc | 7.2169 | 2001 | OP | N | Combo | NG | CC | 4.2941 |  |  | Y | Shrink |  | Y | CCGT |  | Lost_Pines_1_Power_Project | 1 |  | TRUE | TRUE | TRUE | TRUE | 1 | TRUE | TRUE | TRUE | FALSE | TRUE | TRUE | TRUE |  | FALSE | 420 | [11 empty] | #N/A | #N/A | #N/A
442 | Lost_Pines_1_Power_Project_CTA | 0.1955 | ng | cc_ct_part | ng_cc_ct_part | 7.2169 | 2001 | OP | N | eGrid | NG | CT | 1.4109 |  |  |  |  | Y |  | CCGT | Y | Lost_Pines_1_Power_Project | 3 |  | TRUE | TRUE | TRUE | TRUE | 1 | TRUE | TRUE | TRUE | TRUE | FALSE | FALSE | TRUE |  | FALSE | 421 |  | Lost Pines 1 Power Project | CTA | 55154 | 14412 | TX | NG | 2001 | 195.5 | CT | OP | 0 | 7216.9366 | 3
443 | Lost_Pines_1_Power_Project_CTB | 0.1955 | ng | cc_ct_part | ng_cc_ct_part | 7.2169 | 2001 | OP | N | eGrid | NG | CT | 1.4109 |  |  |  |  | Y |  | CCGT | Y | Lost_Pines_1_Power_Project | 3 |  | TRUE | TRUE | TRUE | TRUE | 1 | TRUE | TRUE | TRUE | TRUE | FALSE | FALSE | TRUE |  | FALSE | 422 |  | Lost Pines 1 Power Project | CTB | 55154 | 14413 | TX | NG | 2001 | 195.5 | CT | OP | 0 | 7216.9366 | 3
444 | Lost_Pines_1_Power_Project_ST | 0.204 | ng | cc_st_part | ng_cc_st_part | 7.2169 | 2001 | OP | N | eGrid | NG | CA | 1.4723 |  |  |  |  | Y |  | CCGT | Y | Lost_Pines_1_Power_Project | 3 |  | TRUE | TRUE | TRUE | TRUE | 1 | TRUE | TRUE | TRUE | TRUE | FALSE | FALSE | TRUE |  | FALSE | 423 |  | Lost Pines 1 Power Project | ST | 55154 | 14414 | TX | NG | 2001 | 204 | CA | OP | 0 | 7216.9366 | 3
445 | Magic_Valley_Generating_Station_Combined | 0.801 | ng | cc | ng_cc | 7.275 | 2002 | OP | N | Combo | NG | CC | 5.8273 |  |  | Y | Shrink |  | Y | CCGT |  | Magic_Valley_Generating_Station | 1 |  | TRUE | TRUE | TRUE | TRUE | 1 | TRUE | TRUE | TRUE | FALSE | TRUE | TRUE | TRUE |  | FALSE | 423 | [11 empty] | #N/A | #N/A | #N/A
446 | Magic_Valley_Generating_Station_CTG1 | 0.267 | ng | cc_ct_part | ng_cc_ct_part | 7.275 | 2002 | OP | N | eGrid | NG | CT | 1.9424 |  |  |  |  | Y |  | CCGT | Y | Magic_Valley_Generating_Station | 3 |  | TRUE | TRUE | TRUE | TRUE | 1 | TRUE | TRUE | TRUE | TRUE | FALSE | FALSE | TRUE |  | FALSE | 424 |  | Magic Valley Generating Station | CTG1 | 55123 | 14415 | TX | NG | 2002 | 267 | CT | OP | 0 | 7274.9706 | 3
447 | Magic_Valley_Generating_Station_CTG2 | 0.267 | ng | cc_ct_part | ng_cc_ct_part | 7.275 | 2002 | OP | N | eGrid | NG | CT | 1.9424 |  |  |  |  | Y |  | CCGT | Y | Magic_Valley_Generating_Station | 3 |  | TRUE | TRUE | TRUE | TRUE | 1 | TRUE | TRUE | TRUE | TRUE | FALSE | FALSE | TRUE |  | FALSE | 425 |  | Magic Valley Generating Station | CTG2 | 55123 | 14416 | TX | NG | 2002 | 267 | CT | OP | 0 | 7274.9706 | 3
448 | Magic_Valley_Generating_Station_STG | 0.267 | ng | cc_st_part | ng_cc_st_part | 7.275 | 2002 | OP | N | eGrid | NG | CA | 1.9424 |  |  |  |  | Y |  | CCGT | Y | Magic_Valley_Generating_Station | 3 |  | TRUE | TRUE | TRUE | TRUE | 1 | TRUE | TRUE | TRUE | TRUE | FALSE | FALSE | TRUE |  | FALSE | 426 |  | Magic Valley Generating Station | STG | 55123 | 14417 | TX | NG | 2002 | 267 | CA | OP | 0 | 7274.9706 | 3
449 | Marble_Falls_1 | 0.015 | water |  | water | 1 | 1951 | OP | N | eGrid | WAT | HY | 0.015 | [7 empty] | N | Marble_Falls | 2 |  | TRUE | TRUE | FALSE | TRUE | 1 | TRUE | FALSE | TRUE | TRUE | TRUE | TRUE | TRUE |  | FALSE | 427 |  | Marble Falls | 1 | 3599 | 14418 | TX | WAT | 1951 | 15 | HY | OP | 0 | N/A | 2
450 | Marble_Falls_2 | 0.015 | water |  | water | 1 | 1951 | OP | N | eGrid | WAT | HY | 0.015 | [7 empty] | N | Marble_Falls | 2 |  | TRUE | TRUE | FALSE | TRUE | 1 | TRUE | FALSE | TRUE | TRUE | TRUE | TRUE | TRUE |  | FALSE | 428 |  | Marble Falls | 2 | 3599 | 14419 | TX | WAT | 1951 | 15 | HY | OP | 0 | N/A | 2
451 | Marshall_Ford_1 | 0.034 | water |  | water | 1 | 1941 | OP | N | eGrid | WAT | HY | 0.034 | [7 empty] | N | Marshall_Ford | 3 |  | TRUE | TRUE | FALSE | TRUE | 1 | TRUE | FALSE | TRUE | TRUE | TRUE | TRUE | TRUE |  | FALSE | 429 |  | Marshall Ford | 1 | 3600 | 14420 | TX | WAT | 1941 | 34 | HY | OP | 0 | N/A | 3
452 | Marshall_Ford_2 | 0.0345 | water |  | water | 1 | 1941 | OP | N | eGrid | WAT | HY | 0.0345 | [7 empty] | N | Marshall_Ford | 3 |  | TRUE | TRUE | FALSE | TRUE | 1 | TRUE | FALSE | TRUE | TRUE | TRUE | TRUE | TRUE |  | FALSE | 430 |  | Marshall Ford | 2 | 3600 | 14421 | TX | WAT | 1941 | 34.5 | HY | OP | 0 | N/A | 3
453 | Marshall_Ford_3 | 0.034 | water |  | water | 1 | 1941 | OP | N | eGrid | WAT | HY | 0.034 | [7 empty] | N | Marshall_Ford | 3 |  | TRUE | TRUE | FALSE | TRUE | 1 | TRUE | FALSE | TRUE | TRUE | TRUE | TRUE | TRUE |  | FALSE | 431 |  | Marshall Ford | 3 | 3600 | 14422 | TX | WAT | 1941 | 34 | HY | OP | 0 | N/A | 3
454 | Martin_Lake_3 | 0.7932 | coal_lig | st | coal_lig_st | 11.0897 | 1979 | OP | N | eGrid | LIG | ST | 8.7963 |  |  | Y | Shrink |  |  |  | N | Martin_Lake | 3 |  | TRUE | TRUE | TRUE | TRUE | 1 | TRUE | TRUE | TRUE | FALSE | TRUE | TRUE | TRUE |  | FALSE | 432 |  | Martin Lake | 3 | 6146 | 14425 | TX | LIG | 1979 | 793.2 | ST | OP | 0 | 11089.6999 | 3
455 | Martin_Lake_2 | 0.7932 | coal_lig | st | coal_lig_st | 11.0897 | 1978 | OP | N | eGrid | LIG | ST | 8.7963 |  |  | Y | Shrink |  |  |  | N | Martin_Lake | 3 |  | TRUE | TRUE | TRUE | TRUE | 1 | TRUE | TRUE | TRUE | FALSE | TRUE | TRUE | TRUE |  | FALSE | 433 |  | Martin Lake | 2 | 6146 | 14424 | TX | LIG | 1978 | 793.2 | ST | OP | 0 | 11089.6999 | 3
456 | Martin_Lake_1 | 0.7932 | coal_lig | st | coal_lig_st | 11.0897 | 1977 | OP | N | eGrid | LIG | ST | 8.7963 |  |  | Y | Shrink |  |  |  | N | Martin_Lake | 3 |  | TRUE | TRUE | TRUE | TRUE | 1 | TRUE | TRUE | TRUE | FALSE | TRUE | TRUE | TRUE |  | FALSE | 434 |  | Martin Lake | 1 | 6146 | 14423 | TX | LIG | 1977 | 793.2 | ST | OP | 0 | 11089.6999 | 3
457 | MeadWestvaco_Evadale_GEN1 | 0.0075 | waste | st | waste_st | 1 | 1954 | OP | ? | eGrid | BLQ | ST | 0.0075 | [7 empty] | N | MeadWestvaco Evadale | Plant unknown |  | FALSE | FALSE | FALSE | TRUE | 1 | FALSE | TRUE | TRUE | TRUE | TRUE | TRUE | TRUE |  | FALSE | 435 |  | MeadWestvaco Evadale | GEN1 | 50101 | 14426 | TX | BLQ | 1954 | 7.5 | ST | OP | Plant unknown | Plant unknown | Plant unknown
458 | MeadWestvaco_Evadale_GEN3 | 0.0176 | waste | st | waste_st | 1 | 1986 | OP | ? | eGrid | BLQ | ST | 0.0176 | [7 empty] | N | MeadWestvaco Evadale | Plant unknown |  | FALSE | FALSE | FALSE | TRUE | 1 | FALSE | TRUE | TRUE | TRUE | TRUE | TRUE | TRUE |  | FALSE | 436 |  | MeadWestvaco Evadale | GEN3 | 50101 | 14428 | TX | BLQ | 1986 | 17.6 | ST | OP | Plant unknown | Plant unknown | Plant unknown
459 | MeadWestvaco_Evadale_GEN2 | 0.0326 | waste | st | waste_st | 1 | 1965 | OP | ? | eGrid | BLQ | ST | 0.0326 | [7 empty] | N | MeadWestvaco Evadale | Plant unknown |  | FALSE | FALSE | FALSE | TRUE | 1 | FALSE | TRUE | TRUE | TRUE | TRUE | TRUE | TRUE |  | FALSE | 437 |  | MeadWestvaco Evadale | GEN2 | 50101 | 14427 | TX | BLQ | 1965 | 32.6 | ST | OP | Plant unknown | Plant unknown | Plant unknown
460 | Mesquite_Wind_Power_LLC_1 | 0.2 | wind |  | wind | 1 | 2007 | OP | N | eGrid | WND | WT | 0.2 |  |  |  |  | Y |  | WIND | N | Mesquite_Wind_Power_LLC | 1 |  | TRUE | TRUE | TRUE | TRUE | 1 | TRUE | TRUE | TRUE | TRUE | FALSE | TRUE | FALSE |  | FALSE | 438 |  | Mesquite Wind Power LLC | 1 | 56395 | 14429 | TX | WND | 2007 | 200 | WT | OP | 0 | N/A | 1
461 | Midkiff_Plant_1 | 0.0012 | ng | ic | ng_ic | 4.9494 | 1990 | OP | N | eGrid | NG | IC | 0.0059392 | [7 empty] | N | Midkiff_Plant | 3 |  | TRUE | TRUE | FALSE | TRUE | 1 | TRUE | TRUE | TRUE | TRUE | TRUE | TRUE | TRUE |  | FALSE | 439 |  | Midkiff Plant | 1 | 54459 | 14430 | TX | NG | 1990 | 1.2 | IC | OP | 0 | 4949.3608 | 3
462 | Midkiff_Plant_2 | 0.0012 | ng | ic | ng_ic | 4.9494 | 1990 | OP | N | eGrid | NG | IC | 0.0059392 | [7 empty] | N | Midkiff_Plant | 3 |  | TRUE | TRUE | FALSE | TRUE | 1 | TRUE | TRUE | TRUE | TRUE | TRUE | TRUE | TRUE |  | FALSE | 440 |  | Midkiff Plant | 2 | 54459 | 14431 | TX | NG | 1990 | 1.2 | IC | OP | 0 | 4949.3608 | 3
463 | Midkiff_Plant_3 | 0.0012 | ng | ic | ng_ic | 4.9494 | 1990 | OP | N | eGrid | NG | IC | 0.0059392 | [7 empty] | N | Midkiff_Plant | 3 |  | TRUE | TRUE | FALSE | TRUE | 1 | TRUE | TRUE | TRUE | TRUE | TRUE | TRUE | TRUE |  | FALSE | 441 |  | Midkiff Plant | 3 | 54459 | 14432 | TX | NG | 1990 | 1.2 | IC | OP | 0 | 4949.3608 | 3
464 | Midlothian_Energy_Facility_STK5 | 0.289 | ng | cc | ng_cc | 7.4604 | 2001 | OP | N | eGrid | NG | CS | 2.1561 |  |  | Y | Shrink |  |  |  | N | Midlothian_Energy_Facility | 6 |  | TRUE | TRUE | TRUE | TRUE | 1 | TRUE | TRUE | TRUE | FALSE | TRUE | TRUE | TRUE |  | FALSE | 442 |  | Midlothian Energy Facility | STK5 | 55091 | 14437 | TX | NG | 2001 | 289 | CS | OP | 0 | 7460.4423 | 6
465 | Midlothian_Energy_Facility_STK6 | 0.289 | ng | cc | ng_cc | 7.4604 | 2001 | OP | N | eGrid | NG | CS | 2.1561 |  |  | Y | Shrink |  |  |  | N | Midlothian_Energy_Facility | 6 |  | TRUE | TRUE | TRUE | TRUE | 1 | TRUE | TRUE | TRUE | FALSE | TRUE | TRUE | TRUE |  | FALSE | 443 |  | Midlothian Energy Facility | STK6 | 55091 | 14438 | TX | NG | 2001 | 289 | CS | OP | 0 | 7460.4423 | 6
466 | Midlothian_Energy_Facility_STK1 | 0.289 | ng | cc | ng_cc | 7.4604 | 2000 | OP | N | eGrid | NG | CS | 2.1561 |  |  | Y | Shrink |  |  |  | N | Midlothian_Energy_Facility | 6 |  | TRUE | TRUE | TRUE | TRUE | 1 | TRUE | TRUE | TRUE | FALSE | TRUE | TRUE | TRUE |  | FALSE | 444 |  | Midlothian Energy Facility | STK1 | 55091 | 14433 | TX | NG | 2000 | 289 | CS | OP | 0 | 7460.4423 | 6
467 | Midlothian_Energy_Facility_STK2 | 0.289 | ng | cc | ng_cc | 7.4604 | 2000 | OP | N | eGrid | NG | CS | 2.1561 |  |  | Y | Shrink |  |  |  | N | Midlothian_Energy_Facility | 6 |  | TRUE | TRUE | TRUE | TRUE | 1 | TRUE | TRUE | TRUE | FALSE | TRUE | TRUE | TRUE |  | FALSE | 445 |  | Midlothian Energy Facility | STK2 | 55091 | 14434 | TX | NG | 2000 | 289 | CS | OP | 0 | 7460.4423 | 6
468 | Midlothian_Energy_Facility_STK3 | 0.289 | ng | cc | ng_cc | 7.4604 | 2000 | OP | N | eGrid | NG | CS | 2.1561 |  |  | Y | Shrink |  |  |  | N | Midlothian_Energy_Facility | 6 |  | TRUE | TRUE | TRUE | TRUE | 1 | TRUE | TRUE | TRUE | FALSE | TRUE | TRUE | TRUE |  | FALSE | 446 |  | Midlothian Energy Facility | STK3 | 55091 | 14435 | TX | NG | 2000 | 289 | CS | OP | 0 | 7460.4423 | 6
469 | Midlothian_Energy_Facility_STK4 | 0.289 | ng | cc | ng_cc | 7.4604 | 2000 | OP | N | eGrid | NG | CS | 2.1561 |  |  | Y | Shrink |  |  |  | N | Midlothian_Energy_Facility | 6 |  | TRUE | TRUE | TRUE | TRUE | 1 | TRUE | TRUE | TRUE | FALSE | TRUE | TRUE | TRUE |  | FALSE | 447 |  | Midlothian Energy Facility | STK4 | 55091 | 14436 | TX | NG | 2000 | 289 | CS | OP | 0 | 7460.4423 | 6
470 | Monticello_3 | 0.7932 | coal_lig | st | coal_lig_st | 10.9157 | 1978 | OP | N | eGrid | LIG | ST | 8.6584 |  |  | Y | Shrink |  |  |  | N | Monticello | 3 |  | TRUE | TRUE | TRUE | TRUE | 1 | TRUE | TRUE | TRUE | FALSE | TRUE | TRUE | TRUE |  | FALSE | 448 |  | Monticello | 3 | 6147 | 14441 | TX | LIG | 1978 | 793.2 | ST | OP | 0 | 10915.7438 | 3
471 | Monticello_2 | 0.5934 | coal_lig | st | coal_lig_st | 10.9157 | 1975 | OP | N | eGrid | LIG | ST | 6.4774 |  |  | Y | Shrink |  |  |  | N | Monticello | 3 |  | TRUE | TRUE | TRUE | TRUE | 1 | TRUE | TRUE | TRUE | FALSE | TRUE | TRUE | TRUE |  | FALSE | 449 |  | Monticello | 2 | 6147 | 14440 | TX | LIG | 1975 | 593.4 | ST | OP | 0 | 10915.7438 | 3
472 | Monticello_1 | 0.5934 | coal_lig | st | coal_lig_st | 10.9157 | 1974 | OP | N | eGrid | LIG | ST | 6.4774 |  |  | Y | Shrink |  |  |  | N | Monticello | 3 |  | TRUE | TRUE | TRUE | TRUE | 1 | TRUE | TRUE | TRUE | FALSE | TRUE | TRUE | TRUE |  | FALSE | 450 |  | Monticello | 1 | 6147 | 14439 | TX | LIG | 1974 | 593.4 | ST | OP | 0 | 10915.7438 | 3
473 | Moore_County_3 | 0.049 | ng | st | ng_st | 1 | 1954 | OP | ? | eGrid | NG | ST | 0.049 |  |  | Y |  |  |  |  | N | Moore County | Plant unknown |  | FALSE | TRUE | FALSE | TRUE | 1 | FALSE | TRUE | TRUE | FALSE | TRUE | TRUE | TRUE |  | FALSE | 451 |  | Moore County | 3 | 3483 | 14442 | TX | NG | 1954 | 49 | ST | OP | Plant unknown | Plant unknown | Plant unknown
474 | Morgan_Creek_CT1 | 0.0894 | ng | gt | ng_gt | 13.8439 | 1988 | OP | N | eGrid | NG | GT | 1.2376 |  |  | Y | Shrink |  |  |  | Y | Morgan_Creek | 8 |  | TRUE | TRUE | TRUE | TRUE | 1 | TRUE | TRUE | TRUE | FALSE | TRUE | TRUE | TRUE |  | FALSE | 452 |  | Morgan Creek | CT1 | 3492 | 14443 | TX | NG | 1988 | 89.4 | GT | OP | 0 | 13843.9169 | 8
475 | Morgan_Creek_CT2 | 0.0894 | ng | gt | ng_gt | 13.8439 | 1988 | OP | N | eGrid | NG | GT | 1.2376 |  |  | Y | Shrink |  |  |  | Y | Morgan_Creek | 8 |  | TRUE | TRUE | TRUE | TRUE | 1 | TRUE | TRUE | TRUE | FALSE | TRUE | TRUE | TRUE |  | FALSE | 453 |  | Morgan Creek | CT2 | 3492 | 14444 | TX | NG | 1988 | 89.4 | GT | OP | 0 | 13843.9169 | 8
476 | Morgan_Creek_CT3 | 0.0894 | ng | gt | ng_gt | 13.8439 | 1988 | OP | N | eGrid | NG | GT | 1.2376 |  |  | Y | Shrink |  |  |  | Y | Morgan_Creek | 8 |  | TRUE | TRUE | TRUE | TRUE | 1 | TRUE | TRUE | TRUE | FALSE | TRUE | TRUE | TRUE |  | FALSE | 454 |  | Morgan Creek | CT3 | 3492 | 14445 | TX | NG | 1988 | 89.4 | GT | OP | 0 | 13843.9169 | 8
477 | Morgan_Creek_CT4 | 0.0894 | ng | gt | ng_gt | 13.8439 | 1988 | OP | N | eGrid | NG | GT | 1.2376 |  |  | Y | Shrink |  |  |  | Y | Morgan_Creek | 8 |  | TRUE | TRUE | TRUE | TRUE | 1 | TRUE | TRUE | TRUE | FALSE | TRUE | TRUE | TRUE |  | FALSE | 455 |  | Morgan Creek | CT4 | 3492 | 14446 | TX | NG | 1988 | 89.4 | GT | OP | 0 | 13843.9169 | 8
478 | Morgan_Creek_CT5 | 0.0894 | ng | gt | ng_gt | 13.8439 | 1988 | OP | N | eGrid | NG | GT | 1.2376 |  |  | Y | Shrink |  |  |  | Y | Morgan_Creek | 8 |  | TRUE | TRUE | TRUE | TRUE | 1 | TRUE | TRUE | TRUE | FALSE | TRUE | TRUE | TRUE |  | FALSE | 456 |  | Morgan Creek | CT5 | 3492 | 14447 | TX | NG | 1988 | 89.4 | GT | OP | 0 | 13843.9169 | 8
479 | Morgan_Creek_CT6 | 0.0894 | ng | gt | ng_gt | 13.8439 | 1988 | OP | N | eGrid | NG | GT | 1.2376 |  |  | Y | Shrink |  |  |  | Y | Morgan_Creek | 8 |  | TRUE | TRUE | TRUE | TRUE | 1 | TRUE | TRUE | TRUE | FALSE | TRUE | TRUE | TRUE |  | FALSE | 457 |  | Morgan Creek | CT6 | 3492 | 14448 | TX | NG | 1988 | 89.4 | GT | OP | 0 | 13843.9169 | 8
480 | Morgan_Creek_6 | 0.5175 | ng | st | ng_st | 13.8439 | 1966 | OS | N | eGrid | NG | ST | 7.1642 |  |  | Y |  |  |  |  | Y | Morgan_Creek | 8 |  | TRUE | TRUE | TRUE | TRUE | 6 | TRUE | TRUE | TRUE | FALSE | TRUE | TRUE | TRUE |  | FALSE | 458 |  | Morgan Creek | 6 | 3492 | 14450 | TX | NG | 1966 | 517.5 | ST | OS | 0 | 13843.9169 | 8
481 | Morgan_Creek_5 | 0.1704 | ng | st | ng_st | 13.8439 | 1959 | OS | N | eGrid | NG | ST | 2.359 |  |  | Y |  |  |  |  | Y | Morgan_Creek | 8 |  | TRUE | TRUE | TRUE | TRUE | 6 | TRUE | TRUE | TRUE | FALSE | TRUE | TRUE | TRUE |  | FALSE | 459 |  | Morgan Creek | 5 | 3492 | 14449 | TX | NG | 1959 | 170.4 | ST | OS | 0 | 13843.9169 | 8
482 | Morris_Sheppard_1 | 0.0125 | water |  | water | 1 | 1942 | OS | N | eGrid | WAT | HY | 0.0125 | [7 empty] | N | Morris_Sheppard | 2 |  | TRUE | TRUE | FALSE | TRUE | 6 | TRUE | FALSE | TRUE | TRUE | TRUE | TRUE | TRUE |  | FALSE | 460 |  | Morris Sheppard | 1 | 3557 | 14451 | TX | WAT | 1942 | 12.5 | HY | OS | 0 | N/A | 2
483 | Morris_Sheppard_2 | 0.0125 | water |  | water | 1 | 1942 | OS | N | eGrid | WAT | HY | 0.0125 | [7 empty] | N | Morris_Sheppard | 2 |  | TRUE | TRUE | FALSE | TRUE | 6 | TRUE | FALSE | TRUE | TRUE | TRUE | TRUE | TRUE |  | FALSE | 461 |  | Morris Sheppard | 2 | 3557 | 14452 | TX | WAT | 1942 | 12.5 | HY | OS | 0 | N/A | 2
484 | Mountain_Creek_8 | 0.5805 | ng | st | ng_st | 12.4807 | 1967 | OP | N | eGrid | NG | ST | 7.2451 |  |  | Y |  |  |  |  | N | Mountain_Creek | 5 |  | TRUE | TRUE | TRUE | TRUE | 1 | TRUE | TRUE | TRUE | FALSE | TRUE | TRUE | TRUE |  | FALSE | 462 |  | Mountain Creek | 8 | 3453 | 14457 | TX | NG | 1967 | 580.5 | ST | OP | 0 | 12480.7251 | 5
485 | Mountain_Creek_7 | 0.136 | ng | st | ng_st | 12.4807 | 1958 | OP | N | eGrid | NG | ST | 1.6974 |  |  | Y |  |  |  |  | N | Mountain_Creek | 5 |  | TRUE | TRUE | TRUE | TRUE | 1 | TRUE | TRUE | TRUE | FALSE | TRUE | TRUE | TRUE |  | FALSE | 463 |  | Mountain Creek | 7 | 3453 | 14456 | TX | NG | 1958 | 136 | ST | OP | 0 | 12480.7251 | 5
486 | Mountain_Creek_6 | 0.1357 | ng | st | ng_st | 12.4807 | 1956 | OP | N | eGrid | NG | ST | 1.6936 |  |  | Y |  |  |  |  | N | Mountain_Creek | 5 |  | TRUE | TRUE | TRUE | TRUE | 1 | TRUE | TRUE | TRUE | FALSE | TRUE | TRUE | TRUE |  | FALSE | 464 |  | Mountain Creek | 6 | 3453 | 14455 | TX | NG | 1956 | 135.7 | ST | OP | 0 | 12480.7251 | 5
487 | Mountain_Creek_3 | 0.0749 | ng | st | ng_st | 12.4807 | 1949 | OS | N | eGrid | NG | ST | 0.93481 |  |  | Y |  |  |  |  | N | Mountain_Creek | 5 |  | TRUE | TRUE | TRUE | TRUE | 6 | TRUE | TRUE | TRUE | FALSE | TRUE | TRUE | TRUE |  | FALSE | 465 |  | Mountain Creek | 3 | 3453 | 14454 | TX | NG | 1949 | 74.9 | ST | OS | 0 | 12480.7251 | 5
488 | Mountain_Creek_2 | 0.0312 | ng | st | ng_st | 12.4807 | 1945 | OS | N | eGrid | NG | ST | 0.3894 |  |  | Y |  |  |  |  | N | Mountain_Creek | 5 |  | TRUE | TRUE | FALSE | TRUE | 6 | TRUE | TRUE | TRUE | FALSE | TRUE | TRUE | TRUE |  | FALSE | 466 |  | Mountain Creek | 2 | 3453 | 14453 | TX | NG | 1945 | 31.2 | ST | OS | 0 | 12480.7251 | 5
489 | Mustang_Station_GEN3 | 0.1726 | ng | cc_st_part | ng_cc_st_part | 1 | 2000 | OP | ? | eGrid | NG | CA | 0.1726 | [7 empty] | Y | Mustang Station | Plant unknown |  | FALSE | TRUE | TRUE | TRUE | 1 | FALSE | TRUE | TRUE | TRUE | TRUE | TRUE | TRUE |  | FALSE | 467 |  | Mustang Station | GEN3 | 55065 | 14460 | TX | NG | 2000 | 172.6 | CA | OP | Plant unknown | Plant unknown | Plant unknown
490 | Mustang_Station_GEN1 | 0.1742 | ng | cc_ct_part | ng_cc_ct_part | 1 | 1999 | OP | ? | eGrid | NG | CT | 0.1742 | [7 empty] | Y | Mustang Station | Plant unknown |  | FALSE | TRUE | TRUE | TRUE | 1 | FALSE | TRUE | TRUE | TRUE | TRUE | TRUE | TRUE |  | FALSE | 468 |  | Mustang Station | GEN1 | 55065 | 14458 | TX | NG | 1999 | 174.2 | CT | OP | Plant unknown | Plant unknown | Plant unknown
491 | Mustang_Station_GEN2 | 0.1742 | ng | cc_ct_part | ng_cc_ct_part | 1 | 1999 | OP | ? | eGrid | NG | CT | 0.1742 | [7 empty] | Y | Mustang Station | Plant unknown |  | FALSE | TRUE | TRUE | TRUE | 1 | FALSE | TRUE | TRUE | TRUE | TRUE | TRUE | TRUE |  | FALSE | 469 |  | Mustang Station | GEN2 | 55065 | 14459 | TX | NG | 1999 | 174.2 | CT | OP | Plant unknown | Plant unknown | Plant unknown
492 | Mustang_Station_Unit_4_GEN2 | 0.17 | ng | gt | ng_gt | 1 | 2007 | OP | ? | eGrid | NG | GT | 0.17 | [7 empty] | N | Mustang Station Unit 4 | Plant unknown |  | FALSE | TRUE | TRUE | TRUE | 1 | FALSE | TRUE | TRUE | TRUE | TRUE | TRUE | TRUE |  | FALSE | 470 |  | Mustang Station Unit 4 | GEN2 | 56326 | 14462 | TX | NG | 2007 | 170 | GT | OP | Plant unknown | Plant unknown | Plant unknown
493 | Mustang_Station_Unit_4_GEN1 | 0.17 | ng | gt | ng_gt | 1 | 2006 | OP | ? | eGrid | NG | GT | 0.17 | [7 empty] | N | Mustang Station Unit 4 | Plant unknown |  | FALSE | TRUE | TRUE | TRUE | 1 | FALSE | TRUE | TRUE | TRUE | TRUE | TRUE | TRUE |  | FALSE | 471 |  | Mustang Station Unit 4 | GEN1 | 56326 | 14461 | TX | NG | 2006 | 170 | GT | OP | Plant unknown | Plant unknown | Plant unknown
494 | NAFTA_Region_Olefins_Complex_Cogen_Fac_UN1 | 0.0416 | ng | gt | ng_gt | 1 | 2001 | OP | ? | eGrid | NG | GT | 0.0416 | [7 empty] | N | NAFTA Region Olefins Complex Cogen Fac | Plant unknown |  | FALSE | TRUE | FALSE | TRUE | 1 | FALSE | TRUE | TRUE | TRUE | TRUE | TRUE | TRUE |  | FALSE | 472 |  | NAFTA Region Olefins Complex Cogen Fac | UN1 | 55122 | 14463 | TX | NG | 2001 | 41.6 | GT | OP | Plant unknown | Plant unknown | Plant unknown
495 | NAFTA_Region_Olefins_Complex_Cogen_Fac_UN2 | 0.0416 | ng | gt | ng_gt | 1 | 2001 | OP | ? | eGrid | NG | GT | 0.0416 | [7 empty] | N | NAFTA Region Olefins Complex Cogen Fac | Plant unknown |  | FALSE | TRUE | FALSE | TRUE | 1 | FALSE | TRUE | TRUE | TRUE | TRUE | TRUE | TRUE |  | FALSE | 473 |  | NAFTA Region Olefins Complex Cogen Fac | UN2 | 55122 | 14464 | TX | NG | 2001 | 41.6 | GT | OP | Plant unknown | Plant unknown | Plant unknown
496 | Newgulf_Cogen_GEN1 | 0.0787 | ng | gt | ng_gt | 13.7839 | 1984 | OP | N | eGrid | NG | GT | 1.0848 |  |  | Y | Shrink |  |  |  | N | Newgulf_Cogen | 1 |  | TRUE | TRUE | TRUE | TRUE | 1 | TRUE | TRUE | TRUE | FALSE | TRUE | TRUE | TRUE |  | FALSE | 474 |  | Newgulf Cogen | GEN1 | 50137 | 14465 | TX | NG | 1984 | 78.7 | GT | OP | 0 | 13783.926 | 1
497 | Newman_CT1 | 0.085 | ng | cc_ct_part | ng_cc_ct_part | 1 | 1975 | OP | ? | eGrid | NG | CT | 0.085 | [7 empty] | Y | Newman | Plant unknown |  | FALSE | TRUE | TRUE | TRUE | 1 | FALSE | TRUE | TRUE | TRUE | TRUE | TRUE | TRUE |  | FALSE | 475 |  | Newman | CT1 | 3456 | 14466 | TX | NG | 1975 | 85 | CT | OP | Plant unknown | Plant unknown | Plant unknown
498 | Newman_CT2 | 0.085 | ng | cc_ct_part | ng_cc_ct_part | 1 | 1975 | OP | ? | eGrid | NG | CT | 0.085 | [7 empty] | Y | Newman | Plant unknown |  | FALSE | TRUE | TRUE | TRUE | 1 | FALSE | TRUE | TRUE | TRUE | TRUE | TRUE | TRUE |  | FALSE | 476 |  | Newman | CT2 | 3456 | 14467 | TX | NG | 1975 | 85 | CT | OP | Plant unknown | Plant unknown | Plant unknown
499 | Newman_4 | 0.12 | ng | cc_st_part | ng_cc_st_part | 1 | 1975 | OP | ? | eGrid | NG | CA | 0.12 | [7 empty] | Y | Newman | Plant unknown |  | FALSE | TRUE | TRUE | TRUE | 1 | FALSE | TRUE | TRUE | TRUE | TRUE | TRUE | TRUE |  | FALSE | 477 |  | Newman | 4 | 3456 | 14471 | TX | NG | 1975 | 120 | CA | OP | Plant unknown | Plant unknown | Plant unknown
500 | Newman_3 | 0.1218 | ng | st | ng_st | 1 | 1966 | OP | ? | eGrid | NG | ST | 0.1218 |  |  | Y |  |  |  |  | Y | Newman | Plant unknown |  | FALSE | TRUE | TRUE | TRUE | 1 | FALSE | TRUE | TRUE | FALSE | TRUE | TRUE | TRUE |  | FALSE | 478 |  | Newman | 3 | 3456 | 14470 | TX | NG | 1966 | 121.8 | ST | OP | Plant unknown | Plant unknown | Plant unknown
501 | Newman_2 | 0.0816 | ng | st | ng_st | 1 | 1963 | OP | ? | eGrid | NG | ST | 0.0816 |  |  | Y |  |  |  |  | Y | Newman | Plant unknown |  | FALSE | TRUE | TRUE | TRUE | 1 | FALSE | TRUE | TRUE | FALSE | TRUE | TRUE | TRUE |  | FALSE | 479 |  | Newman | 2 | 3456 | 14469 | TX | NG | 1963 | 81.6 | ST | OP | Plant unknown | Plant unknown | Plant unknown
502 | Newman_1 | 0.0816 | ng | st | ng_st | 1 | 1960 | OP | ? | eGrid | NG | ST | 0.0816 |  |  | Y |  |  |  |  | Y | Newman | Plant unknown |  | FALSE | TRUE | TRUE | TRUE | 1 | FALSE | TRUE | TRUE | FALSE | TRUE | TRUE | TRUE |  | FALSE | 480 |  | Newman | 1 | 3456 | 14468 | TX | NG | 1960 | 81.6 | ST | OP | Plant unknown | Plant unknown | Plant unknown
503 | Nichols_3 | 0.248 | ng | st | ng_st | 1 | 1968 | OP | ? | eGrid | NG | ST | 0.248 |  |  | Y |  |  |  |  | N | Nichols | Plant unknown |  | FALSE | TRUE | TRUE | TRUE | 1 | FALSE | TRUE | TRUE | FALSE | TRUE | TRUE | TRUE |  | FALSE | 481 |  | Nichols | 3 | 3484 | 14474 | TX | NG | 1968 | 248 | ST | OP | Plant unknown | Plant unknown | Plant unknown
504 | Nichols_2 | 0.114 | ng | st | ng_st | 1 | 1962 | OP | ? | eGrid | NG | ST | 0.114 |  |  | Y |  |  |  |  | N | Nichols | Plant unknown |  | FALSE | TRUE | TRUE | TRUE | 1 | FALSE | TRUE | TRUE | FALSE | TRUE | TRUE | TRUE |  | FALSE | 482 |  | Nichols | 2 | 3484 | 14473 | TX | NG | 1962 | 114 | ST | OP | Plant unknown | Plant unknown | Plant unknown
505 | Nichols_1 | 0.114 | ng | st | ng_st | 1 | 1960 | OP | ? | eGrid | NG | ST | 0.114 |  |  | Y |  |  |  |  | N | Nichols | Plant unknown |  | FALSE | TRUE | TRUE | TRUE | 1 | FALSE | TRUE | TRUE | FALSE | TRUE | TRUE | TRUE |  | FALSE | 483 |  | Nichols | 1 | 3484 | 14472 | TX | NG | 1960 | 114 | ST | OP | Plant unknown | Plant unknown | Plant unknown
506 | Nolte_1 | 0.0012 | water |  | water | 1 | 1927 | OP | N | eGrid | WAT | HY | 0.0012 | [7 empty] | N | Nolte | 2 |  | TRUE | TRUE | FALSE | TRUE | 1 | TRUE | FALSE | TRUE | TRUE | TRUE | TRUE | TRUE |  | FALSE | 484 |  | Nolte | 1 | 3585 | 14475 | TX | WAT | 1927 | 1.2 | HY | OP | 0 | N/A | 2
507 | Nolte_2 | 0.0012 | water |  | water | 1 | 1927 | OP | N | eGrid | WAT | HY | 0.0012 | [7 empty] | N | Nolte | 2 |  | TRUE | TRUE | FALSE | TRUE | 1 | TRUE | FALSE | TRUE | TRUE | TRUE | TRUE | TRUE |  | FALSE | 485 |  | Nolte | 2 | 3585 | 14476 | TX | WAT | 1927 | 1.2 | HY | OP | 0 | N/A | 2
508 | Norit_Americas_Marshall_Plant_8511 | 0.002 | coal_lig | st | coal_lig_st | 1 | 1921 | OP | ? | eGrid | LIG | ST | 0.002 |  |  | Y | Shrink |  |  |  | N | Norit Americas Marshall Plant | Plant unknown |  | FALSE | TRUE | FALSE | TRUE | 1 | FALSE | TRUE | TRUE | FALSE | TRUE | TRUE | TRUE |  | FALSE | 486 |  | Norit Americas Marshall Plant | 8511 | 54972 | 14477 | TX | LIG | 1921 | 2 | ST | OP | Plant unknown | Plant unknown | Plant unknown
509 | North_Lake_3 | 0.3613 | ng | st | ng_st | 11.6515 | 1964 | OP | N | eGrid | NG | ST | 4.2097 |  |  | Y |  |  |  |  | N | North_Lake | 3 |  | TRUE | TRUE | TRUE | TRUE | 1 | TRUE | TRUE | TRUE | FALSE | TRUE | TRUE | TRUE |  | FALSE | 487 |  | North Lake | 3 | 3454 | 14480 | TX | NG | 1964 | 361.3 | ST | OP | 0 | 11651.4782 | 3
510 | North_Lake_2 | 0.1704 | ng | st | ng_st | 11.6515 | 1961 | OP | N | eGrid | NG | ST | 1.9854 |  |  | Y |  |  |  |  | N | North_Lake | 3 |  | TRUE | TRUE | TRUE | TRUE | 1 | TRUE | TRUE | TRUE | FALSE | TRUE | TRUE | TRUE |  | FALSE | 488 |  | North Lake | 2 | 3454 | 14479 | TX | NG | 1961 | 170.4 | ST | OP | 0 | 11651.4782 | 3
511 | North_Lake_1 | 0.1768 | ng | st | ng_st | 11.6515 | 1959 | OP | N | eGrid | NG | ST | 2.06 |  |  | Y |  |  |  |  | N | North_Lake | 3 |  | TRUE | TRUE | TRUE | TRUE | 1 | TRUE | TRUE | TRUE | FALSE | TRUE | TRUE | TRUE |  | FALSE | 489 |  | North Lake | 1 | 3454 | 14478 | TX | NG | 1959 | 176.8 | ST | OP | 0 | 11651.4782 | 3
512 | North_Texas_3 | 0.038 | ng | st | ng_st | 20.3663 | 1963 | OP | N | eGrid | NG | ST | 0.77392 |  |  | Y |  |  |  |  | N | North_Texas | 3 |  | TRUE | TRUE | FALSE | TRUE | 1 | TRUE | TRUE | TRUE | FALSE | TRUE | TRUE | TRUE |  | FALSE | 490 |  | North Texas | 3 | 3627 | 14483 | TX | NG | 1963 | 38 | ST | OP | 0 | 20366.3366 | 3
513 | North_Texas_1 | 0.0165 | ng | st | ng_st | 20.3663 | 1958 | OP | N | eGrid | NG | ST | 0.33604 |  |  | Y |  |  |  |  | N | North_Texas | 3 |  | TRUE | TRUE | FALSE | TRUE | 1 | TRUE | TRUE | TRUE | FALSE | TRUE | TRUE | TRUE |  | FALSE | 491 |  | North Texas | 1 | 3627 | 14481 | TX | NG | 1958 | 16.5 | ST | OP | 0 | 20366.3366 | 3
514 | North_Texas_2 | 0.0165 | ng | st | ng_st | 20.3663 | 1958 | OP | N | eGrid | NG | ST | 0.33604 |  |  | Y |  |  |  |  | N | North_Texas | 3 |  | TRUE | TRUE | FALSE | TRUE | 1 | TRUE | TRUE | TRUE | FALSE | TRUE | TRUE | TRUE |  | FALSE | 492 |  | North Texas | 2 | 3627 | 14482 | TX | NG | 1958 | 16.5 | ST | OP | 0 | 20366.3366 | 3
515 | NWP_Indian_Mesa_Wind_Farm_NWP2 | 0.0825 | wind |  | wind | 1 | 2001 | OP | N | eGrid | WND | WT | 0.0825 |  |  |  |  | Y |  | WIND | N | NWP_Indian_Mesa_Wind_Farm | 1 |  | TRUE | TRUE | TRUE | TRUE | 1 | TRUE | TRUE | TRUE | TRUE | FALSE | TRUE | FALSE |  | FALSE | 493 |  | NWP Indian Mesa Wind Farm | NWP2 | 55747 | 14484 | TX | WND | 2001 | 82.5 | WT | OP | 0 | N/A | 1
516 | O_W_Sommers_2 | 0.446 | ng | st | ng_st | 12.1094 | 1974 | OP | N | eGrid | NG | ST | 5.4008 |  |  | Y |  |  |  |  | N | O_W_Sommers | 2 |  | TRUE | TRUE | TRUE | TRUE | 1 | TRUE | TRUE | TRUE | FALSE | TRUE | TRUE | TRUE |  | FALSE | 494 |  | O W Sommers | 2 | 3611 | 14486 | TX | NG | 1974 | 446 | ST | OP | 0 | 12109.3908 | 2
517 | O_W_Sommers_1 | 0.446 | ng | st | ng_st | 12.1094 | 1972 | OP | N | eGrid | NG | ST | 5.4008 |  |  | Y |  |  |  |  | N | O_W_Sommers | 2 |  | TRUE | TRUE | TRUE | TRUE | 1 | TRUE | TRUE | TRUE | FALSE | TRUE | TRUE | TRUE |  | FALSE | 495 |  | O W Sommers | 1 | 3611 | 14485 | TX | NG | 1972 | 446 | ST | OP | 0 | 12109.3908 | 2
518 | Oak_Ridge_North_Power_1 | 0.0016 | bio | ic | bio_ic | 10.7986 | 1993 | OP | N | eGrid | OBL | IC | 0.017278 | [7 empty] | N | Oak_Ridge_North_Power | 3 |  | TRUE | FALSE | FALSE | TRUE | 1 | TRUE | TRUE | TRUE | TRUE | TRUE | TRUE | TRUE |  | FALSE | 496 |  | Oak Ridge North Power | 1 | 56881 | 14487 | TX | OBL | 1993 | 1.6 | IC | OP | 0 | 10798.5541 | 3
519 | Oak_Ridge_North_Power_2 | 0.0016 | bio | ic | bio_ic | 10.7986 | 1993 | OP | N | eGrid | OBL | IC | 0.017278 | [7 empty] | N | Oak_Ridge_North_Power | 3 |  | TRUE | FALSE | FALSE | TRUE | 1 | TRUE | TRUE | TRUE | TRUE | TRUE | TRUE | TRUE |  | FALSE | 497 |  | Oak Ridge North Power | 2 | 56881 | 14488 | TX | OBL | 1993 | 1.6 | IC | OP | 0 | 10798.5541 | 3
520 | Oak_Ridge_North_Power_3 | 0.0016 | bio | ic | bio_ic | 10.7986 | 1993 | OP | N | eGrid | OBL | IC | 0.017278 | [7 empty] | N | Oak_Ridge_North_Power | 3 |  | TRUE | FALSE | FALSE | TRUE | 1 | TRUE | TRUE | TRUE | TRUE | TRUE | TRUE | TRUE |  | FALSE | 498 |  | Oak Ridge North Power | 3 | 56881 | 14489 | TX | OBL | 1993 | 1.6 | IC | OP | 0 | 10798.5541 | 3
521 | Odessa_Ector_Generating_Station_Combined_1 | 0.5676 | ng | cc | ng_cc | 7.6041 | 2001 | OP | N | Combo | NG | CC | 4.3161 |  |  | Y | Shrink |  | Y | CCGT |  | Odessa_Ector_Generating_Station | 2 |  | TRUE | TRUE | TRUE | TRUE | 1 | TRUE | TRUE | TRUE | FALSE | TRUE | TRUE | TRUE |  | FALSE | 498 | [11 empty] | #N/A | #N/A | #N/A
522 | Odessa_Ector_Generating_Station_Combined_2 | 0.5676 | ng | cc | ng_cc | 7.6041 | 2001 | OP | N | Combo | NG | CC | 4.3161 |  |  | Y | Shrink |  | Y | CCGT |  | Odessa_Ector_Generating_Station | 2 |  | TRUE | TRUE | TRUE | TRUE | 1 | TRUE | TRUE | TRUE | FALSE | TRUE | TRUE | TRUE |  | FALSE | 498 | [11 empty] | #N/A | #N/A | #N/A
523 | Odessa_Ector_Generating_Station_CTG1 | 0.1717 | ng | cc_ct_part | ng_cc_ct_part | 7.6041 | 2001 | OP | N | eGrid | NG | CT | 1.3056 |  |  |  |  | Y |  | CCGT | Y | Odessa_Ector_Generating_Station | 6 |  | TRUE | TRUE | TRUE | TRUE | 1 | TRUE | TRUE | TRUE | TRUE | FALSE | FALSE | TRUE |  | FALSE | 499 |  | Odessa Ector Generating Station | CTG1 | 55215 | 14490 | TX | NG | 2001 | 171.7 | CT | OP | 0 | 7604.0679 | 6
524 | Odessa_Ector_Generating_Station_CTG2 | 0.1717 | ng | cc_ct_part | ng_cc_ct_part | 7.6041 | 2001 | OP | N | eGrid | NG | CT | 1.3056 |  |  |  |  | Y |  | CCGT | Y | Odessa_Ector_Generating_Station | 6 |  | TRUE | TRUE | TRUE | TRUE | 1 | TRUE | TRUE | TRUE | TRUE | FALSE | FALSE | TRUE |  | FALSE | 500 |  | Odessa Ector Generating Station | CTG2 | 55215 | 14491 | TX | NG | 2001 | 171.7 | CT | OP | 0 | 7604.0679 | 6
525 | Odessa_Ector_Generating_Station_CTG3 | 0.1717 | ng | cc_ct_part | ng_cc_ct_part | 7.6041 | 2001 | OP | N | eGrid | NG | CT | 1.3056 |  |  |  |  | Y |  | CCGT | Y | Odessa_Ector_Generating_Station | 6 |  | TRUE | TRUE | TRUE | TRUE | 1 | TRUE | TRUE | TRUE | TRUE | FALSE | FALSE | TRUE |  | FALSE | 501 |  | Odessa Ector Generating Station | CTG3 | 55215 | 14492 | TX | NG | 2001 | 171.7 | CT | OP | 0 | 7604.0679 | 6
526 | Odessa_Ector_Generating_Station_CTG4 | 0.1717 | ng | cc_ct_part | ng_cc_ct_part | 7.6041 | 2001 | OP | N | eGrid | NG | CT | 1.3056 |  |  |  |  | Y |  | CCGT | Y | Odessa_Ector_Generating_Station | 6 |  | TRUE | TRUE | TRUE | TRUE | 1 | TRUE | TRUE | TRUE | TRUE | FALSE | FALSE | TRUE |  | FALSE | 502 |  | Odessa Ector Generating Station | CTG4 | 55215 | 14493 | TX | NG | 2001 | 171.7 | CT | OP | 0 | 7604.0679 | 6
527 | Odessa_Ector_Generating_Station_STG1 | 0.2242 | ng | cc_st_part | ng_cc_st_part | 7.6041 | 2001 | OP | N | eGrid | NG | CA | 1.7048 |  |  |  |  | Y |  | CCGT | Y | Odessa_Ector_Generating_Station | 6 |  | TRUE | TRUE | TRUE | TRUE | 1 | TRUE | TRUE | TRUE | TRUE | FALSE | FALSE | TRUE |  | FALSE | 503 |  | Odessa Ector Generating Station | STG1 | 55215 | 14494 | TX | NG | 2001 | 224.2 | CA | OP | 0 | 7604.0679 | 6
528 | Odessa_Ector_Generating_Station_STG2 | 0.2242 | ng | cc_st_part | ng_cc_st_part | 7.6041 | 2001 | OP | N | eGrid | NG | CA | 1.7048 |  |  |  |  | Y |  | CCGT | Y | Odessa_Ector_Generating_Station | 6 |  | TRUE | TRUE | TRUE | TRUE | 1 | TRUE | TRUE | TRUE | TRUE | FALSE | FALSE | TRUE |  | FALSE | 504 |  | Odessa Ector Generating Station | STG2 | 55215 | 14495 | TX | NG | 2001 | 224.2 | CA | OP | 0 | 7604.0679 | 6
529 | Oklaunion_1 | 0.72 | coal_sub | st | coal_sub_st | 10.5818 | 1986 | OP | N | eGrid | SUB | ST | 7.6189 |  |  | Y | Shrink |  |  |  | N | Oklaunion | 1 |  | TRUE | TRUE | TRUE | TRUE | 1 | TRUE | TRUE | TRUE | FALSE | TRUE | TRUE | TRUE |  | FALSE | 505 |  | Oklaunion | 1 | 127 | 14496 | TX | SUB | 1986 | 720 | ST | OP | 0 | 10581.8488 | 1
530 | Oyster_Creek_Unit_VIII_G81 | 0.099 | ng | cc_ct_part | ng_cc_ct_part | 8.792 | 1994 | OP | Y | eGrid | NG | CT | 0.8704 | [7 empty] | Y | Oyster Creek Unit VIII | 4 |  | TRUE | TRUE | TRUE | TRUE | 1 | FALSE | TRUE | TRUE | TRUE | TRUE | TRUE | TRUE |  | FALSE | 506 |  | Oyster Creek Unit VIII | G81 | 54676 | 14497 | TX | NG | 1994 | 99 | CT | OP | 1 | 8791.9602 | 4
531 | Oyster_Creek_Unit_VIII_G82 | 0.099 | ng | cc_ct_part | ng_cc_ct_part | 8.792 | 1994 | OP | Y | eGrid | NG | CT | 0.8704 | [7 empty] | Y | Oyster Creek Unit VIII | 4 |  | TRUE | TRUE | TRUE | TRUE | 1 | FALSE | TRUE | TRUE | TRUE | TRUE | TRUE | TRUE |  | FALSE | 507 |  | Oyster Creek Unit VIII | G82 | 54676 | 14498 | TX | NG | 1994 | 99 | CT | OP | 1 | 8791.9602 | 4
532 | Oyster_Creek_Unit_VIII_G83 | 0.099 | ng | cc_ct_part | ng_cc_ct_part | 8.792 | 1994 | OP | Y | eGrid | NG | CT | 0.8704 | [7 empty] | Y | Oyster Creek Unit VIII | 4 |  | TRUE | TRUE | TRUE | TRUE | 1 | FALSE | TRUE | TRUE | TRUE | TRUE | TRUE | TRUE |  | FALSE | 508 |  | Oyster Creek Unit VIII | G83 | 54676 | 14499 | TX | NG | 1994 | 99 | CT | OP | 1 | 8791.9602 | 4
533 | Oyster_Creek_Unit_VIII_G84 | 0.2009 | ng | cc_st_part | ng_cc_st_part | 8.792 | 1994 | OP | Y | eGrid | NG | CA | 1.7663 | [7 empty] | Y | Oyster Creek Unit VIII | 4 |  | TRUE | TRUE | TRUE | TRUE | 1 | FALSE | TRUE | TRUE | TRUE | TRUE | TRUE | TRUE |  | FALSE | 509 |  | Oyster Creek Unit VIII | G84 | 54676 | 14500 | TX | NG | 1994 | 200.9 | CA | OP | 1 | 8791.9602 | 4
534 | P_H_Robinson_4 | 0.765 | ng | st | ng_st | 13.0078 | 1973 | OP | N | eGrid | NG | ST | 9.951 |  |  | Y |  |  |  |  | N | P_H_Robinson | 4 |  | TRUE | TRUE | TRUE | TRUE | 1 | TRUE | TRUE | TRUE | FALSE | TRUE | TRUE | TRUE |  | FALSE | 510 |  | P H Robinson | 4 | 3466 | 14504 | TX | NG | 1973 | 765 | ST | OP | 0 | 0 | 4
535 | P_H_Robinson_3 | 0.5805 | ng | st | ng_st | 13.0078 | 1968 | OS | N | eGrid | NG | ST | 7.5511 |  |  | Y |  |  |  |  | N | P_H_Robinson | 4 |  | TRUE | TRUE | TRUE | TRUE | 6 | TRUE | TRUE | TRUE | FALSE | TRUE | TRUE | TRUE |  | FALSE | 511 |  | P H Robinson | 3 | 3466 | 14503 | TX | NG | 1968 | 580.5 | ST | OS | 0 | 0 | 4
536 | P_H_Robinson_2 | 0.4845 | ng | st | ng_st | 13.0078 | 1967 | OP | N | eGrid | NG | ST | 6.3023 |  |  | Y |  |  |  |  | N | P_H_Robinson | 4 |  | TRUE | TRUE | TRUE | TRUE | 1 | TRUE | TRUE | TRUE | FALSE | TRUE | TRUE | TRUE |  | FALSE | 512 |  | P H Robinson | 2 | 3466 | 14502 | TX | NG | 1967 | 484.5 | ST | OP | 0 | 0 | 4
537 | P_H_Robinson_1 | 0.4845 | ng | st | ng_st | 13.0078 | 1966 | OS | N | eGrid | NG | ST | 6.3023 |  |  | Y |  |  |  |  | N | P_H_Robinson | 4 |  | TRUE | TRUE | TRUE | TRUE | 6 | TRUE | TRUE | TRUE | FALSE | TRUE | TRUE | TRUE |  | FALSE | 513 |  | P H Robinson | 1 | 3466 | 14501 | TX | NG | 1966 | 484.5 | ST | OS | 0 | 0 | 4
538 | Paris_Energy_Center_GEN1 | 0.08 | ng | cc_ct_part | ng_cc_ct_part | 7.3859 | 1989 | OP | Y | eGrid | NG | CT | 0.59087 | [7 empty] | Y | Paris Energy Center | 3 |  | TRUE | TRUE | TRUE | TRUE | 1 | FALSE | TRUE | TRUE | TRUE | TRUE | TRUE | TRUE |  | FALSE | 514 |  | Paris Energy Center | GEN1 | 50109 | 14505 | TX | NG | 1989 | 80 | CT | OP | 1 | 7385.8612 | 3
539 | Paris_Energy_Center_GEN2 | 0.08 | ng | cc_ct_part | ng_cc_ct_part | 7.3859 | 1989 | OP | Y | eGrid | NG | CT | 0.59087 | [7 empty] | Y | Paris Energy Center | 3 |  | TRUE | TRUE | TRUE | TRUE | 1 | FALSE | TRUE | TRUE | TRUE | TRUE | TRUE | TRUE |  | FALSE | 515 |  | Paris Energy Center | GEN2 | 50109 | 14506 | TX | NG | 1989 | 80 | CT | OP | 1 | 7385.8612 | 3
540 | Paris_Energy_Center_GEN3 | 0.09 | ng | cc_st_part | ng_cc_st_part | 7.3859 | 1989 | OP | Y | eGrid | NG | CA | 0.66473 | [7 empty] | Y | Paris Energy Center | 3 |  | TRUE | TRUE | TRUE | TRUE | 1 | FALSE | TRUE | TRUE | TRUE | TRUE | TRUE | TRUE |  | FALSE | 516 |  | Paris Energy Center | GEN3 | 50109 | 14507 | TX | NG | 1989 | 90 | CA | OP | 1 | 7385.8612 | 3
541 | Pasadena_Cogeneration_CTG2 | 0.185 | ng | cc_ct_part | ng_cc_ct_part | 5.9828 | 2000 | OP | Y | eGrid | NG | CT | 1.1068 | [7 empty] | Y | Pasadena Cogeneration | 5 |  | TRUE | TRUE | TRUE | TRUE | 1 | FALSE | TRUE | TRUE | TRUE | TRUE | TRUE | TRUE |  | FALSE | 517 |  | Pasadena Cogeneration | CTG2 | 55047 | 14509 | TX | NG | 2000 | 185 | CT | OP | 1 | 5982.8055 | 5
542 | Pasadena_Cogeneration_CTG3 | 0.185 | ng | cc_ct_part | ng_cc_ct_part | 5.9828 | 2000 | OP | Y | eGrid | NG | CT | 1.1068 | [7 empty] | Y | Pasadena Cogeneration | 5 |  | TRUE | TRUE | TRUE | TRUE | 1 | FALSE | TRUE | TRUE | TRUE | TRUE | TRUE | TRUE |  | FALSE | 518 |  | Pasadena Cogeneration | CTG3 | 55047 | 14510 | TX | NG | 2000 | 185 | CT | OP | 1 | 5982.8055 | 5
543 | Pasadena_Cogeneration_STG2 | 0.185 | ng | cc_st_part | ng_cc_st_part | 5.9828 | 2000 | OP | Y | eGrid | NG | CA | 1.1068 | [7 empty] | Y | Pasadena Cogeneration | 5 |  | TRUE | TRUE | TRUE | TRUE | 1 | FALSE | TRUE | TRUE | TRUE | TRUE | TRUE | TRUE |  | FALSE | 519 |  | Pasadena Cogeneration | STG2 | 55047 | 14512 | TX | NG | 2000 | 185 | CA | OP | 1 | 5982.8055 | 5
544 | Pasadena_Cogeneration_CTG1 | 0.175 | ng | cc_ct_part | ng_cc_ct_part | 5.9828 | 1998 | OP | Y | eGrid | NG | CT | 1.047 | [7 empty] | Y | Pasadena Cogeneration | 5 |  | TRUE | TRUE | TRUE | TRUE | 1 | FALSE | TRUE | TRUE | TRUE | TRUE | TRUE | TRUE |  | FALSE | 520 |  | Pasadena Cogeneration | CTG1 | 55047 | 14508 | TX | NG | 1998 | 175 | CT | OP | 1 | 5982.8055 | 5
545 | Pasadena_Cogeneration_STG1 | 0.085 | ng | cc_st_part | ng_cc_st_part | 5.9828 | 1998 | OP | Y | eGrid | NG | CA | 0.50854 | [7 empty] | Y | Pasadena Cogeneration | 5 |  | TRUE | TRUE | TRUE | TRUE | 1 | FALSE | TRUE | TRUE | TRUE | TRUE | TRUE | TRUE |  | FALSE | 521 |  | Pasadena Cogeneration | STG1 | 55047 | 14511 | TX | NG | 1998 | 85 | CA | OP | 1 | 5982.8055 | 5
546 | Pearsall_1 | 0.022 | ng | st | ng_st | 17.5215 | 1961 | OP | N | eGrid | NG | ST | 0.38547 |  |  | Y |  |  |  |  | N | Pearsall | 3 |  | TRUE | TRUE | FALSE | TRUE | 1 | TRUE | TRUE | TRUE | FALSE | TRUE | TRUE | TRUE |  | FALSE | 522 |  | Pearsall | 1 | 3630 | 14513 | TX | NG | 1961 | 22 | ST | OP | 0 | 17521.4794 | 3
547 | Pearsall_2 | 0.022 | ng | st | ng_st | 17.5215 | 1961 | OP | N | eGrid | NG | ST | 0.38547 |  |  | Y |  |  |  |  | N | Pearsall | 3 |  | TRUE | TRUE | FALSE | TRUE | 1 | TRUE | TRUE | TRUE | FALSE | TRUE | TRUE | TRUE |  | FALSE | 523 |  | Pearsall | 2 | 3630 | 14514 | TX | NG | 1961 | 22 | ST | OP | 0 | 17521.4794 | 3
548 | Pearsall_3 | 0.022 | ng | st | ng_st | 17.5215 | 1961 | OP | N | eGrid | NG | ST | 0.38547 |  |  | Y |  |  |  |  | N | Pearsall | 3 |  | TRUE | TRUE | FALSE | TRUE | 1 | TRUE | TRUE | TRUE | FALSE | TRUE | TRUE | TRUE |  | FALSE | 524 |  | Pearsall | 3 | 3630 | 14515 | TX | NG | 1961 | 22 | ST | OP | 0 | 17521.4794 | 3
549 | Permian_Basin_CT4 | 0.0894 | ng | gt | ng_gt | 13.7497 | 1990 | OP | N | eGrid | NG | GT | 1.2292 |  |  | Y | Shrink |  |  |  | Y | Permian_Basin_GT | 5 |  | TRUE | TRUE | TRUE | TRUE | 1 | TRUE | TRUE | TRUE | FALSE | TRUE | TRUE | TRUE |  | FALSE | 525 |  | Permian Basin | CT4 | 3494 | 14519 | TX | NG | 1990 | 89.4 | GT | OP | 0 | 13749.7121 | 7
550 | Permian_Basin_CT5 | 0.0894 | ng | gt | ng_gt | 13.7497 | 1990 | OP | N | eGrid | NG | GT | 1.2292 |  |  | Y | Shrink |  |  |  | Y | Permian_Basin_GT | 5 |  | TRUE | TRUE | TRUE | TRUE | 1 | TRUE | TRUE | TRUE | FALSE | TRUE | TRUE | TRUE |  | FALSE | 526 |  | Permian Basin | CT5 | 3494 | 14520 | TX | NG | 1990 | 89.4 | GT | OP | 0 | 13749.7121 | 7
551 | Permian_Basin_CT1 | 0.0894 | ng | gt | ng_gt | 13.7497 | 1988 | OP | N | eGrid | NG | GT | 1.2292 |  |  | Y | Shrink |  |  |  | Y | Permian_Basin_GT | 5 |  | TRUE | TRUE | TRUE | TRUE | 1 | TRUE | TRUE | TRUE | FALSE | TRUE | TRUE | TRUE |  | FALSE | 527 |  | Permian Basin | CT1 | 3494 | 14516 | TX | NG | 1988 | 89.4 | GT | OP | 0 | 13749.7121 | 7
552 | Permian_Basin_CT2 | 0.0894 | ng | gt | ng_gt | 13.7497 | 1988 | OP | N | eGrid | NG | GT | 1.2292 | [7 empty] | Y | Permian_Basin_GT | 5 |  | TRUE | TRUE | TRUE | TRUE | 1 | TRUE | TRUE | TRUE | TRUE | TRUE | TRUE | TRUE |  | TRUE | 528 |  | Permian Basin | CT2 | 3494 | 14517 | TX | NG | 1988 | 89.4 | GT | OP | 0 | 13749.7121 | 7
553 | Permian_Basin_CT3 | 0.0894 | ng | gt | ng_gt | 13.7497 | 1988 | OP | N | eGrid | NG | GT | 1.2292 | [7 empty] | Y | Permian_Basin_GT | 5 |  | TRUE | TRUE | TRUE | TRUE | 1 | TRUE | TRUE | TRUE | TRUE | TRUE | TRUE | TRUE |  | TRUE | 529 |  | Permian Basin | CT3 | 3494 | 14518 | TX | NG | 1988 | 89.4 | GT | OP | 0 | 13749.7121 | 7
554 | Permian_Basin_6 | 0.5355 | ng | st | ng_st | 13.7497 | 1973 | OP | N | eGrid | NG | ST | 7.363 |  |  | Y |  |  |  |  | Y | Permian_Basin_ST | 2 |  | TRUE | TRUE | TRUE | TRUE | 1 | TRUE | TRUE | TRUE | FALSE | TRUE | TRUE | TRUE |  | FALSE | 530 |  | Permian Basin | 6 | 3494 | 14522 | TX | NG | 1973 | 535.5 | ST | OP | 0 | 13749.7121 | 7
555 | Permian_Basin_5 | 0.1149 | ng | st | ng_st | 13.7497 | 1958 | OP | N | eGrid | NG | ST | 1.5798 |  |  | Y |  |  |  |  | Y | Permian_Basin_ST | 2 |  | TRUE | TRUE | TRUE | TRUE | 1 | TRUE | TRUE | TRUE | FALSE | TRUE | TRUE | TRUE |  | FALSE | 531 |  | Permian Basin | 5 | 3494 | 14521 | TX | NG | 1958 | 114.9 | ST | OP | 0 | 13749.7121 | 7
556 | Phelps_Dodge_Refining_2607 | 0.0035 | ng | gt | ng_gt | 1 | 1986 | SB | ? | eGrid | NG | GT | 0.0035 | [7 empty] | N | Phelps Dodge Refining | Plant unknown |  | FALSE | TRUE | FALSE | TRUE | 9 | FALSE | TRUE | TRUE | TRUE | TRUE | TRUE | TRUE |  | FALSE | 532 |  | Phelps Dodge Refining | 2607 | 54628 | 14523 | TX | NG | 1986 | 3.5 | GT | SB | Plant unknown | Plant unknown | Plant unknown
557 | Phelps_Dodge_Refining_2608 | 0.0035 | ng | gt | ng_gt | 1 | 1986 | SB | ? | eGrid | NG | GT | 0.0035 | [7 empty] | N | Phelps Dodge Refining | Plant unknown |  | FALSE | TRUE | FALSE | TRUE | 9 | FALSE | TRUE | TRUE | TRUE | TRUE | TRUE | TRUE |  | FALSE | 533 |  | Phelps Dodge Refining | 2608 | 54628 | 14524 | TX | NG | 1986 | 3.5 | GT | SB | Plant unknown | Plant unknown | Plant unknown
558 | Phelps_Dodge_Refining_3001 | 0.0042 | ng | gt | ng_gt | 1 | 1992 | OP | ? | eGrid | NG | GT | 0.0042 | [7 empty] | N | Phelps Dodge Refining | Plant unknown |  | FALSE | TRUE | FALSE | TRUE | 1 | FALSE | TRUE | TRUE | TRUE | TRUE | TRUE | TRUE |  | FALSE | 534 |  | Phelps Dodge Refining | 3001 | 54628 | 14525 | TX | NG | 1992 | 4.2 | GT | OP | Plant unknown | Plant unknown | Plant unknown
559 | Phelps_Dodge_Refining_3002 | 0.0042 | ng | gt | ng_gt | 1 | 1992 | OP | ? | eGrid | NG | GT | 0.0042 | [7 empty] | N | Phelps Dodge Refining | Plant unknown |  | FALSE | TRUE | FALSE | TRUE | 1 | FALSE | TRUE | TRUE | TRUE | TRUE | TRUE | TRUE |  | FALSE | 535 |  | Phelps Dodge Refining | 3002 | 54628 | 14526 | TX | NG | 1992 | 4.2 | GT | OP | Plant unknown | Plant unknown | Plant unknown
560 | Phelps_Dodge_Refining_3003 | 0.0042 | ng | gt | ng_gt | 1 | 1992 | OP | ? | eGrid | NG | GT | 0.0042 | [7 empty] | N | Phelps Dodge Refining | Plant unknown |  | FALSE | TRUE | FALSE | TRUE | 1 | FALSE | TRUE | TRUE | TRUE | TRUE | TRUE | TRUE |  | FALSE | 536 |  | Phelps Dodge Refining | 3003 | 54628 | 14527 | TX | NG | 1992 | 4.2 | GT | OP | Plant unknown | Plant unknown | Plant unknown
561 | Pirkey_1 | 0.721 | coal_lig | st | coal_lig_st | 1 | 1985 | OP | ? | eGrid | LIG | ST | 0.721 |  |  | Y | Shrink |  |  |  | N | Pirkey | Plant unknown |  | FALSE | TRUE | TRUE | TRUE | 1 | FALSE | TRUE | TRUE | FALSE | TRUE | TRUE | TRUE |  | FALSE | 537 |  | Pirkey | 1 | 7902 | 14528 | TX | LIG | 1985 | 721 | ST | OP | Plant unknown | Plant unknown | Plant unknown
562 | Plant_X_4 | 0.1904 | ng | st | ng_st | 1 | 1964 | OP | ? | eGrid | NG | ST | 0.1904 |  |  | Y |  |  |  |  | N | Plant X | Plant unknown |  | FALSE | TRUE | TRUE | TRUE | 1 | FALSE | TRUE | TRUE | FALSE | TRUE | TRUE | TRUE |  | FALSE | 538 |  | Plant X | 4 | 3485 | 14532 | TX | NG | 1964 | 190.4 | ST | OP | Plant unknown | Plant unknown | Plant unknown
563 | Plant_X_3 | 0.098 | ng | st | ng_st | 1 | 1955 | OP | ? | eGrid | NG | ST | 0.098 |  |  | Y |  |  |  |  | N | Plant X | Plant unknown |  | FALSE | TRUE | TRUE | TRUE | 1 | FALSE | TRUE | TRUE | FALSE | TRUE | TRUE | TRUE |  | FALSE | 539 |  | Plant X | 3 | 3485 | 14531 | TX | NG | 1955 | 98 | ST | OP | Plant unknown | Plant unknown | Plant unknown
564 | Plant_X_2 | 0.098 | ng | st | ng_st | 1 | 1953 | OP | ? | eGrid | NG | ST | 0.098 |  |  | Y |  |  |  |  | N | Plant X | Plant unknown |  | FALSE | TRUE | TRUE | TRUE | 1 | FALSE | TRUE | TRUE | FALSE | TRUE | TRUE | TRUE |  | FALSE | 540 |  | Plant X | 2 | 3485 | 14530 | TX | NG | 1953 | 98 | ST | OP | Plant unknown | Plant unknown | Plant unknown
565 | Plant_X_1 | 0.048 | ng | st | ng_st | 1 | 1952 | OP | ? | eGrid | NG | ST | 0.048 |  |  | Y |  |  |  |  | N | Plant X | Plant unknown |  | FALSE | TRUE | FALSE | TRUE | 1 | FALSE | TRUE | TRUE | FALSE | TRUE | TRUE | TRUE |  | FALSE | 541 |  | Plant X | 1 | 3485 | 14529 | TX | NG | 1952 | 48 | ST | OP | Plant unknown | Plant unknown | Plant unknown
566 | Point_Comfort_Operations_GEN4 | 0.0151 | ng | st | ng_st | 5.5353 | 1970 | OP | Y | eGrid | NG | ST | 0.083583 |  |  | Y |  |  |  |  | N | Point Comfort Operations | 4 |  | TRUE | TRUE | FALSE | TRUE | 1 | FALSE | TRUE | TRUE | FALSE | TRUE | TRUE | TRUE |  | FALSE | 542 |  | Point Comfort Operations | GEN4 | 52069 | 14536 | TX | NG | 1970 | 15.1 | ST | OP | 1 | 5535.2808 | 4
567 | Point_Comfort_Operations_GEN1 | 0.016 | ng | st | ng_st | 5.5353 | 1958 | OP | Y | eGrid | NG | ST | 0.088564 |  |  | Y |  |  |  |  | N | Point Comfort Operations | 4 |  | TRUE | TRUE | FALSE | TRUE | 1 | FALSE | TRUE | TRUE | FALSE | TRUE | TRUE | TRUE |  | FALSE | 543 |  | Point Comfort Operations | GEN1 | 52069 | 14533 | TX | NG | 1958 | 16 | ST | OP | 1 | 5535.2808 | 4
568 | Point_Comfort_Operations_GEN2 | 0.016 | ng | st | ng_st | 5.5353 | 1958 | OP | Y | eGrid | NG | ST | 0.088564 |  |  | Y |  |  |  |  | N | Point Comfort Operations | 4 |  | TRUE | TRUE | FALSE | TRUE | 1 | FALSE | TRUE | TRUE | FALSE | TRUE | TRUE | TRUE |  | FALSE | 544 |  | Point Comfort Operations | GEN2 | 52069 | 14534 | TX | NG | 1958 | 16 | ST | OP | 1 | 5535.2808 | 4
569 | Point_Comfort_Operations_GEN3 | 0.016 | ng | st | ng_st | 5.5353 | 1958 | OP | Y | eGrid | NG | ST | 0.088564 |  |  | Y |  |  |  |  | N | Point Comfort Operations | 4 |  | TRUE | TRUE | FALSE | TRUE | 1 | FALSE | TRUE | TRUE | FALSE | TRUE | TRUE | TRUE |  | FALSE | 545 |  | Point Comfort Operations | GEN3 | 52069 | 14535 | TX | NG | 1958 | 16 | ST | OP | 1 | 5535.2808 | 4
570 | Port_Arthur_Refinery_GN27 | 0.0213 | ng | cc_st_part | ng_cc_st_part | 1 | 1984 | OP | ? | eGrid | NG | CA | 0.0213 | [7 empty] | Y | Port Arthur Refinery | Plant unknown |  | FALSE | TRUE | FALSE | TRUE | 1 | FALSE | TRUE | TRUE | TRUE | TRUE | TRUE | TRUE |  | FALSE | 546 |  | Port Arthur Refinery | GN27 | 50973 | 14544 | TX | NG | 1984 | 21.3 | CA | OP | Plant unknown | Plant unknown | Plant unknown
571 | Port_Arthur_Refinery_GN35 | 0.0405 | ng | cc_ct_part | ng_cc_ct_part | 1 | 1983 | OP | ? | eGrid | NG | CT | 0.0405 | [7 empty] | Y | Port Arthur Refinery | Plant unknown |  | FALSE | TRUE | FALSE | TRUE | 1 | FALSE | TRUE | TRUE | TRUE | TRUE | TRUE | TRUE |  | FALSE | 547 |  | Port Arthur Refinery | GN35 | 50973 | 14549 | TX | NG | 1983 | 40.5 | CT | OP | Plant unknown | Plant unknown | Plant unknown
572 | Port_Arthur_Refinery_GN33 | 0.0255 | ng | cc_st_part | ng_cc_st_part | 1 | 1978 | OP | ? | eGrid | NG | CA | 0.0255 | [7 empty] | Y | Port Arthur Refinery | Plant unknown |  | FALSE | TRUE | FALSE | TRUE | 1 | FALSE | TRUE | TRUE | TRUE | TRUE | TRUE | TRUE |  | FALSE | 548 |  | Port Arthur Refinery | GN33 | 50973 | 14547 | TX | NG | 1978 | 25.5 | CA | OP | Plant unknown | Plant unknown | Plant unknown
573 | Port_Arthur_Refinery_GEN1 | 0.0172 | ng | gt | ng_gt | 1 | 1975 | OP | ? | eGrid | NG | GT | 0.0172 | [7 empty] | Y | Port Arthur Refinery | Plant unknown |  | FALSE | TRUE | FALSE | TRUE | 1 | FALSE | TRUE | TRUE | TRUE | TRUE | TRUE | TRUE |  | FALSE | 549 |  | Port Arthur Refinery | GEN1 | 52108 | 14537 | TX | NG | 1975 | 17.2 | GT | OP | Plant unknown | Plant unknown | Plant unknown
574 | Port_Arthur_Refinery_GN26 | 0.0188 | ng | cc_ct_part | ng_cc_ct_part | 1 | 1970 | OP | ? | eGrid | NG | CT | 0.0188 | [7 empty] | Y | Port Arthur Refinery | Plant unknown |  | FALSE | TRUE | FALSE | TRUE | 1 | FALSE | TRUE | TRUE | TRUE | TRUE | TRUE | TRUE |  | FALSE | 550 |  | Port Arthur Refinery | GN26 | 50973 | 14543 | TX | NG | 1970 | 18.8 | CT | OP | Plant unknown | Plant unknown | Plant unknown
575 | Port_Arthur_Refinery_GN34 | 0.0188 | ng | cc_ct_part | ng_cc_ct_part | 1 | 1970 | OP | ? | eGrid | NG | CT | 0.0188 | [7 empty] | Y | Port Arthur Refinery | Plant unknown |  | FALSE | TRUE | FALSE | TRUE | 1 | FALSE | TRUE | TRUE | TRUE | TRUE | TRUE | TRUE |  | FALSE | 551 |  | Port Arthur Refinery | GN34 | 50973 | 14548 | TX | NG | 1970 | 18.8 | CT | OP | Plant unknown | Plant unknown | Plant unknown
576 | Port_Arthur_Refinery_GEN2 | 0.0137 | ng | gt | ng_gt | 1 | 1966 | OS | ? | eGrid | NG | GT | 0.0137 | [7 empty] | Y | Port Arthur Refinery | Plant unknown |  | FALSE | TRUE | FALSE | TRUE | 6 | FALSE | TRUE | TRUE | TRUE | TRUE | TRUE | TRUE |  | FALSE | 552 |  | Port Arthur Refinery | GEN2 | 52108 | 14538 | TX | NG | 1966 | 13.7 | GT | OS | Plant unknown | Plant unknown | Plant unknown
577 | Port_Arthur_Refinery_GN31 | 0.01 | ng | cc_st_part | ng_cc_st_part | 1 | 1962 | OP | ? | eGrid | NG | CA | 0.01 | [7 empty] | Y | Port Arthur Refinery | Plant unknown |  | FALSE | TRUE | FALSE | TRUE | 1 | FALSE | TRUE | TRUE | TRUE | TRUE | TRUE | TRUE |  | FALSE | 553 |  | Port Arthur Refinery | GN31 | 50973 | 14545 | TX | NG | 1962 | 10 | CA | OP | Plant unknown | Plant unknown | Plant unknown
578 | Port_Arthur_Refinery_GN32 | 0.0156 | ng | cc_st_part | ng_cc_st_part | 1 | 1957 | OP | ? | eGrid | NG | CA | 0.0156 | [7 empty] | Y | Port Arthur Refinery | Plant unknown |  | FALSE | TRUE | FALSE | TRUE | 1 | FALSE | TRUE | TRUE | TRUE | TRUE | TRUE | TRUE |  | FALSE | 554 |  | Port Arthur Refinery | GN32 | 50973 | 14546 | TX | NG | 1957 | 15.6 | CA | OP | Plant unknown | Plant unknown | Plant unknown
579 | Port_Arthur_Refinery_GEN6 | 0.01 | ng | st | ng_st | 1 | 1954 | OP | ? | eGrid | NG | ST | 0.01 |  |  | Y |  |  |  |  | Y | Port Arthur Refinery | Plant unknown |  | FALSE | TRUE | FALSE | TRUE | 1 | FALSE | TRUE | TRUE | FALSE | TRUE | TRUE | TRUE |  | FALSE | 555 |  | Port Arthur Refinery | GEN6 | 52108 | 14541 | TX | NG | 1954 | 10 | ST | OP | Plant unknown | Plant unknown | Plant unknown
580 | Port_Arthur_Refinery_GEN7 | 0.01 | ng | st | ng_st | 1 | 1951 | OP | ? | eGrid | NG | ST | 0.01 |  |  | Y |  |  |  |  | Y | Port Arthur Refinery | Plant unknown |  | FALSE | TRUE | FALSE | TRUE | 1 | FALSE | TRUE | TRUE | FALSE | TRUE | TRUE | TRUE |  | FALSE | 556 |  | Port Arthur Refinery | GEN7 | 52108 | 14542 | TX | NG | 1951 | 10 | ST | OP | Plant unknown | Plant unknown | Plant unknown
581 | Port_Arthur_Refinery_GEN4 | 0.01 | ng | st | ng_st | 1 | 1943 | OS | ? | eGrid | NG | ST | 0.01 |  |  | Y |  |  |  |  | Y | Port Arthur Refinery | Plant unknown |  | FALSE | TRUE | FALSE | TRUE | 6 | FALSE | TRUE | TRUE | FALSE | TRUE | TRUE | TRUE |  | FALSE | 557 |  | Port Arthur Refinery | GEN4 | 52108 | 14539 | TX | NG | 1943 | 10 | ST | OS | Plant unknown | Plant unknown | Plant unknown
582 | Port_Arthur_Refinery_GEN5 | 0.01 | ng | st | ng_st | 1 | 1928 | SB | ? | eGrid | NG | ST | 0.01 |  |  | Y |  |  |  |  | Y | Port Arthur Refinery | Plant unknown |  | FALSE | TRUE | FALSE | TRUE | 9 | FALSE | TRUE | TRUE | FALSE | TRUE | TRUE | TRUE |  | FALSE | 558 |  | Port Arthur Refinery | GEN5 | 52108 | 14540 | TX | NG | 1928 | 10 | ST | SB | Plant unknown | Plant unknown | Plant unknown
583 | Port_Arthur_Texas_Refinery_GEN1 | 0.0384 | ng | gt | ng_gt | 1 | 1988 | OP | ? | eGrid | NG | GT | 0.0384 | [7 empty] | N | Port Arthur Texas Refinery | Plant unknown |  | FALSE | TRUE | FALSE | TRUE | 1 | FALSE | TRUE | TRUE | TRUE | TRUE | TRUE | TRUE |  | FALSE | 559 |  | Port Arthur Texas Refinery | GEN1 | 10568 | 14550 | TX | NG | 1988 | 38.4 | GT | OP | Plant unknown | Plant unknown | Plant unknown
584 | Port_Neches_Plant_G1 | 0.038 | ng | gt | ng_gt | 1 | 1994 | OP | ? | eGrid | NG | GT | 0.038 | [7 empty] | N | Port Neches Plant | Plant unknown |  | FALSE | TRUE | FALSE | TRUE | 1 | FALSE | TRUE | TRUE | TRUE | TRUE | TRUE | TRUE |  | FALSE | 560 |  | Port Neches Plant | G1 | 54748 | 14551 | TX | NG | 1994 | 38 | GT | OP | Plant unknown | Plant unknown | Plant unknown
585 | Post_Wind_Farm_LP_1 | 0.084 | wind |  | wind | 1 | 2006 | OP | N | eGrid | WND | WT | 0.084 |  |  |  |  | Y |  | WIND | N | Post_Wind_Farm_LP | 1 |  | TRUE | TRUE | TRUE | TRUE | 1 | TRUE | TRUE | TRUE | TRUE | FALSE | TRUE | FALSE |  | FALSE | 561 |  | Post Wind Farm LP | 1 | 56457 | 14552 | TX | WND | 2006 | 84 | WT | OP | 0 | N/A | 1
586 | Power_Station_4_GEN1 | 0.0782 | ng | cc_ct_part | ng_cc_ct_part | 11.3664 | 1986 | OP | Y | eGrid | NG | CT | 0.88885 | [7 empty] | Y | Power Station 4 | 3 |  | TRUE | TRUE | TRUE | TRUE | 1 | FALSE | TRUE | TRUE | TRUE | TRUE | TRUE | TRUE |  | FALSE | 562 |  | Power Station 4 | GEN1 | 52132 | 14553 | TX | NG | 1986 | 78.2 | CT | OP | 1 | 11366.4263 | 3
587 | Power_Station_4_GEN2 | 0.0782 | ng | cc_ct_part | ng_cc_ct_part | 11.3664 | 1986 | OP | Y | eGrid | NG | CT | 0.88885 | [7 empty] | Y | Power Station 4 | 3 |  | TRUE | TRUE | TRUE | TRUE | 1 | FALSE | TRUE | TRUE | TRUE | TRUE | TRUE | TRUE |  | FALSE | 563 |  | Power Station 4 | GEN2 | 52132 | 14554 | TX | NG | 1986 | 78.2 | CT | OP | 1 | 11366.4263 | 3
588 | Power_Station_4_GEN3 | 0.0347 | ng | cc_st_part | ng_cc_st_part | 11.3664 | 1986 | OP | Y | eGrid | NG | CA | 0.39441 | [7 empty] | Y | Power Station 4 | 3 |  | TRUE | TRUE | FALSE | TRUE | 1 | FALSE | TRUE | TRUE | TRUE | TRUE | TRUE | TRUE |  | FALSE | 564 |  | Power Station 4 | GEN3 | 52132 | 14555 | TX | NG | 1986 | 34.7 | CA | OP | 1 | 11366.4263 | 3
589 | Powerlane_Plant_ST3 | 0.0432 | ng | st | ng_st | 23.3647 | 1977 | OP | N | eGrid | NG | ST | 1.0094 |  |  | Y |  |  |  |  | N | Powerlane_Plant | 3 |  | TRUE | TRUE | FALSE | TRUE | 1 | TRUE | TRUE | TRUE | FALSE | TRUE | TRUE | TRUE |  | FALSE | 565 |  | Powerlane Plant | ST3 | 4195 | 14558 | TX | NG | 1977 | 43.2 | ST | OP | 0 | 23364.7254 | 3
590 | Powerlane_Plant_ST2 | 0.025 | ng | st | ng_st | 23.3647 | 1969 | OP | N | eGrid | NG | ST | 0.58412 |  |  | Y |  |  |  |  | N | Powerlane_Plant | 3 |  | TRUE | TRUE | FALSE | TRUE | 1 | TRUE | TRUE | TRUE | FALSE | TRUE | TRUE | TRUE |  | FALSE | 566 |  | Powerlane Plant | ST2 | 4195 | 14557 | TX | NG | 1969 | 25 | ST | OP | 0 | 23364.7254 | 3
591 | Powerlane_Plant_ST1 | 0.0165 | ng | st | ng_st | 23.3647 | 1966 | OP | N | eGrid | NG | ST | 0.38552 |  |  | Y |  |  |  |  | N | Powerlane_Plant | 3 |  | TRUE | TRUE | FALSE | TRUE | 1 | TRUE | TRUE | TRUE | FALSE | TRUE | TRUE | TRUE |  | FALSE | 567 |  | Powerlane Plant | ST1 | 4195 | 14556 | TX | NG | 1966 | 16.5 | ST | OP | 0 | 23364.7254 | 3
592 | PPG_Industries_Works_4_L1G | 0.002 | oil_2 | ic | oil_2_ic | 6.8289 | 1975 | SB | N | eGrid | DFO | IC | 0.013658 | [7 empty] | N | PPG_Industries_Works_4 | 4 |  | TRUE | FALSE | FALSE | TRUE | 9 | TRUE | TRUE | TRUE | TRUE | TRUE | TRUE | TRUE |  | FALSE | 568 |  | PPG Industries Works 4 | L1G | 54364 | 14559 | TX | DFO | 1975 | 2 | IC | SB | 0 | 6828.8607 | 4
593 | PPG_Industries_Works_4_L1PG | 0.0009 | oil_2 | ic | oil_2_ic | 6.8289 | 1980 | SB | N | eGrid | DFO | IC | 0.006146 | [7 empty] | N | PPG_Industries_Works_4 | 4 |  | TRUE | FALSE | FALSE | TRUE | 9 | TRUE | TRUE | TRUE | TRUE | TRUE | TRUE | TRUE |  | FALSE | 569 |  | PPG Industries Works 4 | L1PG | 54364 | 14560 | TX | DFO | 1980 | 0.9 | IC | SB | 0 | 6828.8607 | 4
594 | PPG_Industries_Works_4_L2G | 0.002 | oil_2 | ic | oil_2_ic | 6.8289 | 1974 | SB | N | eGrid | DFO | IC | 0.013658 | [7 empty] | N | PPG_Industries_Works_4 | 4 |  | TRUE | FALSE | FALSE | TRUE | 9 | TRUE | TRUE | TRUE | TRUE | TRUE | TRUE | TRUE |  | FALSE | 570 |  | PPG Industries Works 4 | L2G | 54364 | 14561 | TX | DFO | 1974 | 2 | IC | SB | 0 | 6828.8607 | 4
595 | PPG_Industries_Works_4_L2PG | 0.0011 | oil_2 | ic | oil_2_ic | 6.8289 | 1980 | SB | N | eGrid | DFO | IC | 0.0075117 | [7 empty] | N | PPG_Industries_Works_4 | 4 |  | TRUE | FALSE | FALSE | TRUE | 9 | TRUE | TRUE | TRUE | TRUE | TRUE | TRUE | TRUE |  | FALSE | 571 |  | PPG Industries Works 4 | L2PG | 54364 | 14562 | TX | DFO | 1980 | 1.1 | IC | SB | 0 | 6828.8607 | 4
596 | Providence_Memorial_Hospital_9541 | 0.0021 | ng | ic | ng_ic | 1 | 1987 | SB | ? | eGrid | NG | IC | 0.0021 | [7 empty] | N | Providence Memorial Hospital | Plant unknown |  | FALSE | TRUE | FALSE | TRUE | 9 | FALSE | TRUE | TRUE | TRUE | TRUE | TRUE | TRUE |  | FALSE | 572 |  | Providence Memorial Hospital | 9541 | 50241 | 14563 | TX | NG | 1987 | 2.1 | IC | SB | Plant unknown | Plant unknown | Plant unknown
597 | Providence_Memorial_Hospital_9542 | 0.0021 | ng | ic | ng_ic | 1 | 1987 | SB | ? | eGrid | NG | IC | 0.0021 | [7 empty] | N | Providence Memorial Hospital | Plant unknown |  | FALSE | TRUE | FALSE | TRUE | 9 | FALSE | TRUE | TRUE | TRUE | TRUE | TRUE | TRUE |  | FALSE | 573 |  | Providence Memorial Hospital | 9542 | 50241 | 14564 | TX | NG | 1987 | 2.1 | IC | SB | Plant unknown | Plant unknown | Plant unknown
598 | Quail_Run_Energy_Center_Combined_2 | 0.275 | ng | cc | ng_cc | 8.5397 | 2008 | V | N | Combo | NG | CC | 2.3484 |  |  | Y | Shrink |  | Y | CCGT |  | Quail_Run_Energy_Center | 2 |  | TRUE | TRUE | TRUE | TRUE | 4 | TRUE | TRUE | TRUE | FALSE | TRUE | TRUE | TRUE |  | FALSE | 573 | [11 empty] | #N/A | #N/A | #N/A
599 | Quail_Run_Energy_Center_Combined_1 | 0.298 | ng | cc | ng_cc | 8.5397 | 2007 | OP | N | Combo | NG | CC | 2.5448 |  |  | Y | Shrink |  | Y | CCGT |  | Quail_Run_Energy_Center | 2 |  | TRUE | TRUE | TRUE | TRUE | 1 | TRUE | TRUE | TRUE | FALSE | TRUE | TRUE | TRUE |  | FALSE | 573 | [11 empty] | #N/A | #N/A | #N/A
600 | Quail_Run_Energy_Center_ST2 | 0.125 | ng | cc_st_part | ng_cc_st_part | 8.5397 | 2008 | V | N | eGrid | NG | CA | 1.0675 |  |  |  |  | Y |  | CCGT | Y | Quail_Run_Energy_Center | 6 |  | TRUE | TRUE | TRUE | TRUE | 4 | TRUE | TRUE | TRUE | TRUE | FALSE | FALSE | TRUE |  | FALSE | 574 |  | Quail Run Energy Center | ST2 | 56349 | 14570 | TX | NG | 2008 | 125 | CA | V | 0 | 8539.7027 | 6
601 | Quail_Run_Energy_Center_CT1A | 0.075 | ng | cc_ct_part | ng_cc_ct_part | 8.5397 | 2007 | OP | N | eGrid | NG | CT | 0.64048 |  |  |  |  | Y |  | CCGT | Y | Quail_Run_Energy_Center | 6 |  | TRUE | TRUE | TRUE | TRUE | 1 | TRUE | TRUE | TRUE | TRUE | FALSE | FALSE | TRUE |  | FALSE | 575 |  | Quail Run Energy Center | CT1A | 56349 | 14565 | TX | NG | 2007 | 75 | CT | OP | 0 | 8539.7027 | 6
602 | Quail_Run_Energy_Center_CT1B | 0.075 | ng | cc_ct_part | ng_cc_ct_part | 8.5397 | 2007 | OP | N | eGrid | NG | CT | 0.64048 |  |  |  |  | Y |  | CCGT | Y | Quail_Run_Energy_Center | 6 |  | TRUE | TRUE | TRUE | TRUE | 1 | TRUE | TRUE | TRUE | TRUE | FALSE | FALSE | TRUE |  | FALSE | 576 |  | Quail Run Energy Center | CT1B | 56349 | 14566 | TX | NG | 2007 | 75 | CT | OP | 0 | 8539.7027 | 6
603 | Quail_Run_Energy_Center_ST1 | 0.125 | ng | cc_st_part | ng_cc_st_part | 8.5397 | 2007 | OP | N | eGrid | NG | CA | 1.0675 |  |  |  |  | Y |  | CCGT | Y | Quail_Run_Energy_Center | 6 |  | TRUE | TRUE | TRUE | TRUE | 1 | TRUE | TRUE | TRUE | TRUE | FALSE | FALSE | TRUE |  | FALSE | 577 |  | Quail Run Energy Center | ST1 | 56349 | 14569 | TX | NG | 2007 | 125 | CA | OP | 0 | 8539.7027 | 6
604 | Quail_Run_Energy_Center_CT2A | 0.0865 | ng | cc_ct_part | ng_cc_ct_part | 8.5397 | 2002 | OP | N | eGrid | NG | CT | 0.73868 |  |  |  |  | Y |  | CCGT | Y | Quail_Run_Energy_Center | 6 |  | TRUE | TRUE | TRUE | TRUE | 1 | TRUE | TRUE | TRUE | TRUE | FALSE | FALSE | TRUE |  | FALSE | 578 |  | Quail Run Energy Center | CT2A | 56349 | 14567 | TX | NG | 2002 | 86.5 | CT | OP | 0 | 8539.7027 | 6
605 | Quail_Run_Energy_Center_CT2B | 0.0865 | ng | cc_ct_part | ng_cc_ct_part | 8.5397 | 2002 | OA | N | eGrid | NG | CT | 0.73868 |  |  |  |  | Y |  | CCGT | Y | Quail_Run_Energy_Center | 6 |  | TRUE | TRUE | TRUE | TRUE | FALSE | TRUE | TRUE | TRUE | TRUE | FALSE | FALSE | TRUE |  | FALSE | 579 |  | Quail Run Energy Center | CT2B | 56349 | 14568 | TX | NG | 2002 | 86.5 | CT | OA | 0 | 8539.7027 | 6
606 | R_W_Miller_4 | 0.1188 | ng | gt | ng_gt | 12.6661 | 1994 | OP | N | eGrid | NG | GT | 1.5047 | [7 empty] | Y | R_W_Miller_GT | 2 |  | TRUE | TRUE | TRUE | TRUE | 1 | TRUE | TRUE | TRUE | TRUE | TRUE | TRUE | TRUE |  | TRUE | 580 |  | R W Miller | 4 | 3628 | 14574 | TX | NG | 1994 | 118.8 | GT | OP | 0 | 12666.1444 | 5
607 | R_W_Miller_5 | 0.1188 | ng | gt | ng_gt | 12.6661 | 1994 | OP | N | eGrid | NG | GT | 1.5047 | [7 empty] | Y | R_W_Miller_GT | 2 |  | TRUE | TRUE | TRUE | TRUE | 1 | TRUE | TRUE | TRUE | TRUE | TRUE | TRUE | TRUE |  | TRUE | 581 |  | R W Miller | 5 | 3628 | 14575 | TX | NG | 1994 | 118.8 | GT | OP | 0 | 12666.1444 | 5
608 | R_W_Miller_3 | 0.2 | ng | st | ng_st | 12.6661 | 1975 | OP | N | eGrid | NG | ST | 2.5332 |  |  | Y |  |  |  |  | Y | R_W_Miller_ST | 3 |  | TRUE | TRUE | TRUE | TRUE | 1 | TRUE | TRUE | TRUE | FALSE | TRUE | TRUE | TRUE |  | FALSE | 582 |  | R W Miller | 3 | 3628 | 14573 | TX | NG | 1975 | 200 | ST | OP | 0 | 12666.1444 | 5
609 | R_W_Miller_2 | 0.1 | ng | st | ng_st | 12.6661 | 1972 | OP | N | eGrid | NG | ST | 1.2666 |  |  | Y |  |  |  |  | Y | R_W_Miller_ST | 3 |  | TRUE | TRUE | TRUE | TRUE | 1 | TRUE | TRUE | TRUE | FALSE | TRUE | TRUE | TRUE |  | FALSE | 583 |  | R W Miller | 2 | 3628 | 14572 | TX | NG | 1972 | 100 | ST | OP | 0 | 12666.1444 | 5
610 | R_W_Miller_1 | 0.066 | ng | st | ng_st | 12.6661 | 1968 | OP | N | eGrid | NG | ST | 0.83597 |  |  | Y |  |  |  |  | Y | R_W_Miller_ST | 3 |  | TRUE | TRUE | TRUE | TRUE | 1 | TRUE | TRUE | TRUE | FALSE | TRUE | TRUE | TRUE |  | FALSE | 584 |  | R W Miller | 1 | 3628 | 14571 | TX | NG | 1968 | 66 | ST | OP | 0 | 12666.1444 | 5
611 | Ray_Olinger_4 | 0.0827 | ng | gt | ng_gt | 12.3262 | 2001 | OP | N | eGrid | NG | GT | 1.0194 |  |  | Y | Shrink |  |  |  | Y | Ray_Olinger_GT | 1 |  | TRUE | TRUE | TRUE | TRUE | 1 | TRUE | TRUE | TRUE | FALSE | TRUE | TRUE | TRUE |  | FALSE | 585 |  | Ray Olinger | 4 | 3576 | 14579 | TX | NG | 2001 | 82.7 | GT | OP | 0 | 12326.2259 | 4
612 | Ray_Olinger_3 | 0.1566 | ng | st | ng_st | 12.3262 | 1976 | OP | N | eGrid | NG | ST | 1.9303 |  |  | Y |  |  |  |  | Y | Ray_Olinger_ST | 3 |  | TRUE | TRUE | TRUE | TRUE | 1 | TRUE | TRUE | TRUE | FALSE | TRUE | TRUE | TRUE |  | FALSE | 586 |  | Ray Olinger | 3 | 3576 | 14578 | TX | NG | 1976 | 156.6 | ST | OP | 0 | 12326.2259 | 4
613 | Ray_Olinger_2 | 0.1134 | ng | st | ng_st | 12.3262 | 1971 | OP | N | eGrid | NG | ST | 1.3978 |  |  | Y |  |  |  |  | Y | Ray_Olinger_ST | 3 |  | TRUE | TRUE | TRUE | TRUE | 1 | TRUE | TRUE | TRUE | FALSE | TRUE | TRUE | TRUE |  | FALSE | 587 |  | Ray Olinger | 2 | 3576 | 14577 | TX | NG | 1971 | 113.4 | ST | OP | 0 | 12326.2259 | 4
614 | Ray_Olinger_1 | 0.075 | ng | st | ng_st | 12.3262 | 1967 | OP | N | eGrid | NG | ST | 0.92447 |  |  | Y |  |  |  |  | Y | Ray_Olinger_ST | 3 |  | TRUE | TRUE | TRUE | TRUE | 1 | TRUE | TRUE | TRUE | FALSE | TRUE | TRUE | TRUE |  | FALSE | 588 |  | Ray Olinger | 1 | 3576 | 14576 | TX | NG | 1967 | 75 | ST | OP | 0 | 12326.2259 | 4
615 | Rhodia_Houston_Plant_GEN1 | 0.006 | other | st | other_st | 5.6247 | 1970 | OP | Y | eGrid | OTH | ST | 0.033748 | [7 empty] | N | Rhodia Houston Plant | 2 |  | TRUE | FALSE | FALSE | TRUE | 1 | FALSE | TRUE | TRUE | TRUE | TRUE | TRUE | TRUE |  | FALSE | 589 |  | Rhodia Houston Plant | GEN1 | 52065 | 14580 | TX | OTH | 1970 | 6 | ST | OP | 1 | 5624.7396 | 2
616 | Rhodia_Houston_Plant_GEN2 | 0.0015 | other | st | other_st | 5.6247 | 1970 | OP | Y | eGrid | OTH | ST | 0.0084371 | [7 empty] | N | Rhodia Houston Plant | 2 |  | TRUE | FALSE | FALSE | TRUE | 1 | FALSE | TRUE | TRUE | TRUE | TRUE | TRUE | TRUE |  | FALSE | 590 |  | Rhodia Houston Plant | GEN2 | 52065 | 14581 | TX | OTH | 1970 | 1.5 | ST | OP | 1 | 5624.7396 | 2
617 | Rice_University_GEN1 | 0.0031 | ng | gt | ng_gt | 7.1324 | 1986 | SB | Y | eGrid | NG | GT | 0.022111 | [7 empty] | N | Rice University | 2 |  | TRUE | TRUE | FALSE | TRUE | 9 | FALSE | TRUE | TRUE | TRUE | TRUE | TRUE | TRUE |  | FALSE | 591 |  | Rice University | GEN1 | 50054 | 14582 | TX | NG | 1986 | 3.1 | GT | SB | 1 | 7132.4279 | 2
618 | Rice_University_GEN2 | 0.0038 | ng | gt | ng_gt | 7.1324 | 1989 | OP | Y | eGrid | NG | GT | 0.027103 | [7 empty] | N | Rice University | 2 |  | TRUE | TRUE | FALSE | TRUE | 1 | FALSE | TRUE | TRUE | TRUE | TRUE | TRUE | TRUE |  | FALSE | 592 |  | Rice University | GEN2 | 50054 | 14583 | TX | NG | 1989 | 3.8 | GT | OP | 1 | 7132.4279 | 2
619 | Rio_Grande_Valley_Sugar_Growers_GENA | 0.0025 | waste | st | waste_st | 8.0724 | 1973 | OP | Y | eGrid | AB | ST | 0.020181 | [7 empty] | N | Rio Grande Valley Sugar Growers | 3 |  | TRUE | FALSE | FALSE | TRUE | 1 | FALSE | TRUE | TRUE | TRUE | TRUE | TRUE | TRUE |  | FALSE | 593 |  | Rio Grande Valley Sugar Growers | GENA | 54338 | 14584 | TX | AB | 1973 | 2.5 | ST | OP | 1 | 8072.3589 | 3
620 | Rio_Grande_Valley_Sugar_Growers_GENB | 0.0025 | waste | st | waste_st | 8.0724 | 1973 | OP | Y | eGrid | AB | ST | 0.020181 | [7 empty] | N | Rio Grande Valley Sugar Growers | 3 |  | TRUE | FALSE | FALSE | TRUE | 1 | FALSE | TRUE | TRUE | TRUE | TRUE | TRUE | TRUE |  | FALSE | 594 |  | Rio Grande Valley Sugar Growers | GENB | 54338 | 14585 | TX | AB | 1973 | 2.5 | ST | OP | 1 | 8072.3589 | 3
621 | Rio_Grande_Valley_Sugar_Growers_GENC | 0.0025 | waste | st | waste_st | 8.0724 | 1995 | OP | Y | eGrid | AB | ST | 0.020181 | [7 empty] | N | Rio Grande Valley Sugar Growers | 3 |  | TRUE | FALSE | FALSE | TRUE | 1 | FALSE | TRUE | TRUE | TRUE | TRUE | TRUE | TRUE |  | FALSE | 595 |  | Rio Grande Valley Sugar Growers | GENC | 54338 | 14586 | TX | AB | 1995 | 2.5 | ST | OP | 1 | 8072.3589 | 3
622 | Rio_Nogales_Power_Project_Combined | 0.8982 | ng | cc | ng_cc | 7.2979 | 2002 | OP | N | Combo | NG | CC | 6.5549 |  |  | Y | Shrink |  | Y | CCGT |  | Rio_Nogales_Power_Project | 1 |  | TRUE | TRUE | TRUE | TRUE | 1 | TRUE | TRUE | TRUE | FALSE | TRUE | TRUE | TRUE |  | FALSE | 595 | [11 empty] | #N/A | #N/A | #N/A
623 | Rio_Nogales_Power_Project_CTG1 | 0.175 | ng | cc_ct_part | ng_cc_ct_part | 7.2979 | 2002 | OP | N | eGrid | NG | CT | 1.2771 |  |  |  |  | Y |  | CCGT | Y | Rio_Nogales_Power_Project | 4 |  | TRUE | TRUE | TRUE | TRUE | 1 | TRUE | TRUE | TRUE | TRUE | FALSE | FALSE | TRUE |  | FALSE | 596 |  | Rio Nogales Power Project | CTG1 | 55137 | 14587 | TX | NG | 2002 | 175 | CT | OP | 0 | 7297.8636 | 4
624 | Rio_Nogales_Power_Project_CTG2 | 0.175 | ng | cc_ct_part | ng_cc_ct_part | 7.2979 | 2002 | OP | N | eGrid | NG | CT | 1.2771 |  |  |  |  | Y |  | CCGT | Y | Rio_Nogales_Power_Project | 4 |  | TRUE | TRUE | TRUE | TRUE | 1 | TRUE | TRUE | TRUE | TRUE | FALSE | FALSE | TRUE |  | FALSE | 597 |  | Rio Nogales Power Project | CTG2 | 55137 | 14588 | TX | NG | 2002 | 175 | CT | OP | 0 | 7297.8636 | 4
625 | Rio_Nogales_Power_Project_CTG3 | 0.175 | ng | cc_ct_part | ng_cc_ct_part | 7.2979 | 2002 | OP | N | eGrid | NG | CT | 1.2771 |  |  |  |  | Y |  | CCGT | Y | Rio_Nogales_Power_Project | 4 |  | TRUE | TRUE | TRUE | TRUE | 1 | TRUE | TRUE | TRUE | TRUE | FALSE | FALSE | TRUE |  | FALSE | 598 |  | Rio Nogales Power Project | CTG3 | 55137 | 14589 | TX | NG | 2002 | 175 | CT | OP | 0 | 7297.8636 | 4
626 | Rio_Nogales_Power_Project_STG1 | 0.3732 | ng | cc_st_part | ng_cc_st_part | 7.2979 | 2002 | OP | N | eGrid | NG | CA | 2.7236 |  |  |  |  | Y |  | CCGT | Y | Rio_Nogales_Power_Project | 4 |  | TRUE | TRUE | TRUE | TRUE | 1 | TRUE | TRUE | TRUE | TRUE | FALSE | FALSE | TRUE |  | FALSE | 599 |  | Rio Nogales Power Project | STG1 | 55137 | 14590 | TX | NG | 2002 | 373.2 | CA | OP | 0 | 7297.8636 | 4
627 | Riverview_6 | 0.025 | ng | gt | ng_gt | 1 | 1974 | OP | ? | eGrid | NG | GT | 0.025 | [7 empty] | N | Riverview | Plant unknown |  | FALSE | TRUE | FALSE | TRUE | 1 | FALSE | TRUE | TRUE | TRUE | TRUE | TRUE | TRUE |  | FALSE | 600 |  | Riverview | 6 | 3487 | 14591 | TX | NG | 1974 | 25 | GT | OP | Plant unknown | Plant unknown | Plant unknown
628 | Robert_D_Willis_1 | 0.004 | water |  | water | 1 | 1989 | OP | N | eGrid | WAT | HY | 0.004 | [7 empty] | N | Robert_D_Willis | 2 |  | TRUE | TRUE | FALSE | TRUE | 1 | TRUE | FALSE | TRUE | TRUE | TRUE | TRUE | TRUE |  | FALSE | 601 |  | Robert D Willis | 1 | 7200 | 14592 | TX | WAT | 1989 | 4 | HY | OP | 0 | N/A | 2
629 | Robert_D_Willis_2 | 0.004 | water |  | water | 1 | 1989 | OP | N | eGrid | WAT | HY | 0.004 | [7 empty] | N | Robert_D_Willis | 2 |  | TRUE | TRUE | FALSE | TRUE | 1 | TRUE | FALSE | TRUE | TRUE | TRUE | TRUE | TRUE |  | FALSE | 602 |  | Robert D Willis | 2 | 7200 | 14593 | TX | WAT | 1989 | 4 | HY | OP | 0 | N/A | 2
630 | Robert_Mueller_Energy_Center_CT1 | 0.0046 | ng | gt | ng_gt | 12.8937 | 2006 | OP | N | eGrid | NG | GT | 0.059311 | [7 empty] | Y | Robert_Mueller_Energy_Center_ng_GT | 1 |  | TRUE | TRUE | FALSE | TRUE | 1 | TRUE | TRUE | TRUE | TRUE | TRUE | TRUE | TRUE |  | FALSE | 603 |  | Robert Mueller Energy Center | CT1 | 56374 | 14594 | TX | NG | 2006 | 4.6 | GT | OP | 0 | 12893.6988 | 2
631 | Robert_Mueller_Energy_Center_DG1 | 0.0015 | oil_2 | ic | oil_2_ic | 12.8937 | 2006 | SB | N | eGrid | DFO | IC | 0.019341 | [7 empty] | Y | Robert_Mueller_Energy_Center_oil_IC | 1 |  | TRUE | FALSE | FALSE | TRUE | 9 | TRUE | TRUE | TRUE | TRUE | TRUE | TRUE | TRUE |  | FALSE | 604 |  | Robert Mueller Energy Center | DG1 | 56374 | 14595 | TX | DFO | 2006 | 1.5 | IC | SB | 0 | 12893.6988 | 2
632 | SandL_Cogeneration_GEN1 | 0.055 | ng | gt | ng_gt | 6.1065 | 1992 | OP | Y | eGrid | NG | GT | 0.33586 | [7 empty] | N | S&L Cogeneration | 1 |  | TRUE | TRUE | TRUE | TRUE | 1 | FALSE | TRUE | TRUE | TRUE | TRUE | TRUE | TRUE |  | FALSE | 605 |  | S&L Cogeneration | GEN1 | 54253 | 14596 | TX | NG | 1992 | 55 | GT | OP | 1 | 6106.4787 | 1
633 | Sabine_5 | 0.5074 | ng | st | ng_st | 1 | 1979 | OP | ? | eGrid | NG | ST | 0.5074 |  |  | Y |  |  |  |  | N | Sabine | Plant unknown |  | FALSE | TRUE | TRUE | TRUE | 1 | FALSE | TRUE | TRUE | FALSE | TRUE | TRUE | TRUE |  | FALSE | 606 |  | Sabine | 5 | 3459 | 14601 | TX | NG | 1979 | 507.4 | ST | OP | Plant unknown | Plant unknown | Plant unknown
634 | Sabine_4 | 0.5916 | ng | st | ng_st | 1 | 1974 | OP | ? | eGrid | NG | ST | 0.5916 |  |  | Y |  |  |  |  | N | Sabine | Plant unknown |  | FALSE | TRUE | TRUE | TRUE | 1 | FALSE | TRUE | TRUE | FALSE | TRUE | TRUE | TRUE |  | FALSE | 607 |  | Sabine | 4 | 3459 | 14600 | TX | NG | 1974 | 591.6 | ST | OP | Plant unknown | Plant unknown | Plant unknown
635 | Sabine_3 | 0.4734 | ng | st | ng_st | 1 | 1966 | OP | ? | eGrid | NG | ST | 0.4734 |  |  | Y |  |  |  |  | N | Sabine | Plant unknown |  | FALSE | TRUE | TRUE | TRUE | 1 | FALSE | TRUE | TRUE | FALSE | TRUE | TRUE | TRUE |  | FALSE | 608 |  | Sabine | 3 | 3459 | 14599 | TX | NG | 1966 | 473.4 | ST | OP | Plant unknown | Plant unknown | Plant unknown
636 | Sabine_1 | 0.2394 | ng | st | ng_st | 1 | 1962 | OP | ? | eGrid | NG | ST | 0.2394 |  |  | Y |  |  |  |  | N | Sabine | Plant unknown |  | FALSE | TRUE | TRUE | TRUE | 1 | FALSE | TRUE | TRUE | FALSE | TRUE | TRUE | TRUE |  | FALSE | 609 |  | Sabine | 1 | 3459 | 14597 | TX | NG | 1962 | 239.4 | ST | OP | Plant unknown | Plant unknown | Plant unknown
637 | Sabine_2 | 0.2394 | ng | st | ng_st | 1 | 1962 | OP | ? | eGrid | NG | ST | 0.2394 |  |  | Y |  |  |  |  | N | Sabine | Plant unknown |  | FALSE | TRUE | TRUE | TRUE | 1 | FALSE | TRUE | TRUE | FALSE | TRUE | TRUE | TRUE |  | FALSE | 610 |  | Sabine | 2 | 3459 | 14598 | TX | NG | 1962 | 239.4 | ST | OP | Plant unknown | Plant unknown | Plant unknown
638 | Sabine_Cogen_CTG1 | 0.0372 | ng | cc_ct_part | ng_cc_ct_part | 1 | 2000 | OP | ? | eGrid | NG | CT | 0.0372 | [7 empty] | Y | Sabine Cogen | Plant unknown |  | FALSE | TRUE | FALSE | TRUE | 1 | FALSE | TRUE | TRUE | TRUE | TRUE | TRUE | TRUE |  | FALSE | 611 |  | Sabine Cogen | CTG1 | 55104 | 14602 | TX | NG | 2000 | 37.2 | CT | OP | Plant unknown | Plant unknown | Plant unknown
639 | Sabine_Cogen_CTG2 | 0.0372 | ng | cc_ct_part | ng_cc_ct_part | 1 | 2000 | OP | ? | eGrid | NG | CT | 0.0372 | [7 empty] | Y | Sabine Cogen | Plant unknown |  | FALSE | TRUE | FALSE | TRUE | 1 | FALSE | TRUE | TRUE | TRUE | TRUE | TRUE | TRUE |  | FALSE | 612 |  | Sabine Cogen | CTG2 | 55104 | 14603 | TX | NG | 2000 | 37.2 | CT | OP | Plant unknown | Plant unknown | Plant unknown
640 | Sabine_Cogen_STG | 0.027 | ng | cc_st_part | ng_cc_st_part | 1 | 2000 | OP | ? | eGrid | NG | CA | 0.027 | [7 empty] | Y | Sabine Cogen | Plant unknown |  | FALSE | TRUE | FALSE | TRUE | 1 | FALSE | TRUE | TRUE | TRUE | TRUE | TRUE | TRUE |  | FALSE | 613 |  | Sabine Cogen | STG | 55104 | 14604 | TX | NG | 2000 | 27 | CA | OP | Plant unknown | Plant unknown | Plant unknown
641 | Sabine_River_Works_GEN1 | 0.0899 | ng | cc_ct_part | ng_cc_ct_part | 1 | 1987 | OP | ? | eGrid | NG | CT | 0.0899 | [7 empty] | Y | Sabine River Works | Plant unknown |  | FALSE | TRUE | TRUE | TRUE | 1 | FALSE | TRUE | TRUE | TRUE | TRUE | TRUE | TRUE |  | FALSE | 614 |  | Sabine River Works | GEN1 | 10789 | 14605 | TX | NG | 1987 | 89.9 | CT | OP | Plant unknown | Plant unknown | Plant unknown
642 | Sabine_River_Works_GEN3 | 0.0062 | ng | cc_st_part | ng_cc_st_part | 1 | 1948 | OP | ? | eGrid | NG | CA | 0.0062 | [7 empty] | Y | Sabine River Works | Plant unknown |  | FALSE | TRUE | FALSE | TRUE | 1 | FALSE | TRUE | TRUE | TRUE | TRUE | TRUE | TRUE |  | FALSE | 615 |  | Sabine River Works | GEN3 | 10789 | 14606 | TX | NG | 1948 | 6.2 | CA | OP | Plant unknown | Plant unknown | Plant unknown
643 | Sabine_River_Works_GEN4 | 0.0062 | ng | cc_st_part | ng_cc_st_part | 1 | 1948 | OS | ? | eGrid | NG | CA | 0.0062 | [7 empty] | Y | Sabine River Works | Plant unknown |  | FALSE | TRUE | FALSE | TRUE | 6 | FALSE | TRUE | TRUE | TRUE | TRUE | TRUE | TRUE |  | FALSE | 616 |  | Sabine River Works | GEN4 | 10789 | 14607 | TX | NG | 1948 | 6.2 | CA | OS | Plant unknown | Plant unknown | Plant unknown
644 | Sam_Bertron_GT1 | 0.0326 | ng | gt | ng_gt | 11.5723 | 1967 | OP | N | eGrid | NG | GT | 0.37726 | [7 empty] | Y | Sam_Bertron_GT | 2 |  | TRUE | TRUE | FALSE | TRUE | 1 | TRUE | TRUE | TRUE | TRUE | TRUE | TRUE | TRUE |  | FALSE | 617 |  | Sam Bertron | GT1 | 3468 | 14608 | TX | NG | 1967 | 32.6 | GT | OP | 0 | 11572.2511 | 6
645 | Sam_Bertron_GT2 | 0.0163 | ng | gt | ng_gt | 11.5723 | 1967 | OP | N | eGrid | NG | GT | 0.18863 | [7 empty] | Y | Sam_Bertron_GT | 2 |  | TRUE | TRUE | FALSE | TRUE | 1 | TRUE | TRUE | TRUE | TRUE | TRUE | TRUE | TRUE |  | FALSE | 618 |  | Sam Bertron | GT2 | 3468 | 14609 | TX | NG | 1967 | 16.3 | GT | OP | 0 | 11572.2511 | 6
646 | Sam_Bertron_4 | 0.2253 | ng | st | ng_st | 11.5723 | 1960 | OP | N | eGrid | NG | ST | 2.6072 |  |  | Y |  |  |  |  | Y | Sam_Bertron_ST | 4 |  | TRUE | TRUE | TRUE | TRUE | 1 | TRUE | TRUE | TRUE | FALSE | TRUE | TRUE | TRUE |  | FALSE | 619 |  | Sam Bertron | 4 | 3468 | 14613 | TX | NG | 1960 | 225.3 | ST | OP | 0 | 11572.2511 | 6
647 | Sam_Bertron_3 | 0.2253 | ng | st | ng_st | 11.5723 | 1959 | OP | N | eGrid | NG | ST | 2.6072 |  |  | Y |  |  |  |  | Y | Sam_Bertron_ST | 4 |  | TRUE | TRUE | TRUE | TRUE | 1 | TRUE | TRUE | TRUE | FALSE | TRUE | TRUE | TRUE |  | FALSE | 620 |  | Sam Bertron | 3 | 3468 | 14612 | TX | NG | 1959 | 225.3 | ST | OP | 0 | 11572.2511 | 6
648 | Sam_Bertron_ST1 | 0.1878 | ng | st | ng_st | 11.5723 | 1958 | OP | N | eGrid | NG | ST | 2.1733 |  |  | Y |  |  |  |  | Y | Sam_Bertron_ST | 4 |  | TRUE | TRUE | TRUE | TRUE | 1 | TRUE | TRUE | TRUE | FALSE | TRUE | TRUE | TRUE |  | FALSE | 621 |  | Sam Bertron | ST1 | 3468 | 14610 | TX | NG | 1958 | 187.8 | ST | OP | 0 | 11572.2511 | 6
649 | Sam_Bertron_ST2 | 0.1878 | ng | st | ng_st | 11.5723 | 1956 | OP | N | eGrid | NG | ST | 2.1733 |  |  | Y |  |  |  |  | Y | Sam_Bertron_ST | 4 |  | TRUE | TRUE | TRUE | TRUE | 1 | TRUE | TRUE | TRUE | FALSE | TRUE | TRUE | TRUE |  | FALSE | 622 |  | Sam Bertron | ST2 | 3468 | 14611 | TX | NG | 1956 | 187.8 | ST | OP | 0 | 11572.2511 | 6
650 | Sam_Rayburn_Units7to10_Combined | 0.1896 | ng | cc | ng_cc | 9.1473 | 2003 | OP | N | Combo | NG | CC | 1.7343 |  |  | Y | Shrink |  | Y | CCGT |  | Sam_Rayburn_CCGT | 1 |  | TRUE | TRUE | TRUE | TRUE | 1 | TRUE | TRUE | TRUE | FALSE | TRUE | TRUE | TRUE |  | FALSE | 622 | [11 empty] | #N/A | #N/A | #N/A
651 | Sam_Rayburn_10 | 0.042 | ng | cc_st_part | ng_cc_st_part | 9.1473 | 2003 | OP | N | eGrid | NG | CA | 0.38419 |  |  |  |  | Y |  | CCGT | Y | Sam_Rayburn | 9 |  | TRUE | TRUE | FALSE | TRUE | 1 | TRUE | TRUE | TRUE | TRUE | FALSE | FALSE | TRUE |  | FALSE | 623 |  | Sam Rayburn | 10 | 3631 | 14616 | TX | NG | 2003 | 42 | CA | OP | 0 | 9147.3395 | 9
652 | Sam_Rayburn_7 | 0.0492 | ng | cc_ct_part | ng_cc_ct_part | 9.1473 | 2003 | OP | N | eGrid | NG | CT | 0.45005 |  |  |  |  | Y |  | CCGT | Y | Sam_Rayburn | 9 |  | TRUE | TRUE | FALSE | TRUE | 1 | TRUE | TRUE | TRUE | TRUE | FALSE | FALSE | TRUE |  | FALSE | 624 |  | Sam Rayburn | 7 | 3631 | 14622 | TX | NG | 2003 | 49.2 | CT | OP | 0 | 9147.3395 | 9
653 | Sam_Rayburn_8 | 0.0492 | ng | cc_ct_part | ng_cc_ct_part | 9.1473 | 2003 | OP | N | eGrid | NG | CT | 0.45005 |  |  |  |  | Y |  | CCGT | Y | Sam_Rayburn | 9 |  | TRUE | TRUE | FALSE | TRUE | 1 | TRUE | TRUE | TRUE | TRUE | FALSE | FALSE | TRUE |  | FALSE | 625 |  | Sam Rayburn | 8 | 3631 | 14623 | TX | NG | 2003 | 49.2 | CT | OP | 0 | 9147.3395 | 9
654 | Sam_Rayburn_9 | 0.0492 | ng | cc_ct_part | ng_cc_ct_part | 9.1473 | 2003 | OP | N | eGrid | NG | CT | 0.45005 |  |  |  |  | Y |  | CCGT | Y | Sam_Rayburn | 9 |  | TRUE | TRUE | FALSE | TRUE | 1 | TRUE | TRUE | TRUE | TRUE | FALSE | FALSE | TRUE |  | FALSE | 626 |  | Sam Rayburn | 9 | 3631 | 14624 | TX | NG | 2003 | 49.2 | CT | OP | 0 | 9147.3395 | 9
655 | Sam_Rayburn_1 | 0.026 | water |  | water | 1 | 1965 | OP | N | eGrid | WAT | HY | 0.026 | [7 empty] | Y | Sam_Rayburn_Hydro | 2 |  | TRUE | TRUE | FALSE | TRUE | 1 | TRUE | FALSE | TRUE | TRUE | TRUE | TRUE | TRUE |  | FALSE | 627 |  | Sam Rayburn | 1 | 6413 | 14615 | TX | WAT | 1965 | 26 | HY | OP | #N/A | #N/A | #N/A
656 | Sam_Rayburn_2 | 0.026 | water |  | water | 1 | 1965 | OP | N | eGrid | WAT | HY | 0.026 | [7 empty] | Y | Sam_Rayburn_Hydro | 2 |  | TRUE | TRUE | FALSE | TRUE | 1 | TRUE | FALSE | TRUE | TRUE | TRUE | TRUE | TRUE |  | FALSE | 628 |  | Sam Rayburn | 2 | 6413 | 14618 | TX | WAT | 1965 | 26 | HY | OP | #N/A | #N/A | #N/A
657 | Sam_Rayburn_4 | 0.0016 | oil_2 | ic | oil_2_ic | 9.1473 | 1991 | OP | N | eGrid | DFO | IC | 0.014636 | [7 empty] | Y | Sam_Rayburn_oil_IC | 2 |  | TRUE | FALSE | FALSE | TRUE | 1 | TRUE | TRUE | TRUE | TRUE | TRUE | TRUE | TRUE |  | FALSE | 629 |  | Sam Rayburn | 4 | 3631 | 14620 | TX | DFO | 1991 | 1.6 | IC | OP | 0 | 9147.3395 | 9
658 | Sam_Rayburn_5 | 0.0016 | oil_2 | ic | oil_2_ic | 9.1473 | 1991 | OP | N | eGrid | DFO | IC | 0.014636 | [7 empty] | Y | Sam_Rayburn_oil_IC | 2 |  | TRUE | FALSE | FALSE | TRUE | 1 | TRUE | TRUE | TRUE | TRUE | TRUE | TRUE | TRUE |  | FALSE | 630 |  | Sam Rayburn | 5 | 3631 | 14621 | TX | DFO | 1991 | 1.6 | IC | OP | 0 | 9147.3395 | 9
659 | Sam_Rayburn_3 | 0.025 | ng | st | ng_st | 9.1473 | 1965 | OP | N | eGrid | NG | ST | 0.22868 |  |  | Y |  |  |  |  | Y | Sam_Rayburn_ng_ST | 1 |  | TRUE | TRUE | FALSE | TRUE | 1 | TRUE | TRUE | TRUE | FALSE | TRUE | TRUE | TRUE |  | FALSE | 631 |  | Sam Rayburn | 3 | 3631 | 14619 | TX | NG | 1965 | 25 | ST | OP | 0 | 9147.3395 | 9
660 | Sam_Rayburn_1 | 0.0112 | ng | gt | ng_gt | 9.1473 | 1964 | OP | N | eGrid | NG | GT | 0.10245 | [7 empty] | Y | Sam_Rayburn_ng_GT | 2 |  | TRUE | TRUE | FALSE | TRUE | 1 | TRUE | TRUE | TRUE | TRUE | TRUE | TRUE | TRUE |  | FALSE | 632 |  | Sam Rayburn | 1 | 3631 | 14614 | TX | NG | 1964 | 11.2 | GT | OP | 0 | 9147.3395 | 9
661 | Sam_Rayburn_2 | 0.0112 | ng | gt | ng_gt | 9.1473 | 1964 | OP | N | eGrid | NG | GT | 0.10245 | [7 empty] | Y | Sam_Rayburn_ng_GT | 2 |  | TRUE | TRUE | FALSE | TRUE | 1 | TRUE | TRUE | TRUE | TRUE | TRUE | TRUE | TRUE |  | FALSE | 633 |  | Sam Rayburn | 2 | 3631 | 14617 | TX | NG | 1964 | 11.2 | GT | OP | 0 | 9147.3395 | 9
662 | San_Jacinto_Steam_Electric_Station_1 | 0.0882 | ng | gt | ng_gt | 13.5155 | 1995 | OP | N | eGrid | NG | GT | 1.1921 | [7 empty] | N | San_Jacinto_Steam_Electric_Station | 2 |  | TRUE | TRUE | TRUE | TRUE | 1 | TRUE | TRUE | TRUE | TRUE | TRUE | TRUE | TRUE |  | TRUE | 634 |  | San Jacinto Steam Electric Station | 1 | 7325 | 14625 | TX | NG | 1995 | 88.2 | GT | OP | 0 | 13515.5355 | 2
663 | San_Jacinto_Steam_Electric_Station_2 | 0.0882 | ng | gt | ng_gt | 13.5155 | 1995 | OP | N | eGrid | NG | GT | 1.1921 | [7 empty] | N | San_Jacinto_Steam_Electric_Station | 2 |  | TRUE | TRUE | TRUE | TRUE | 1 | TRUE | TRUE | TRUE | TRUE | TRUE | TRUE | TRUE |  | TRUE | 635 |  | San Jacinto Steam Electric Station | 2 | 7325 | 14626 | TX | NG | 1995 | 88.2 | GT | OP | 0 | 13515.5355 | 2
664 | San_Miguel_1 | 0.41 | coal_lig | st | coal_lig_st | 12.1482 | 1982 | OP | N | eGrid | LIG | ST | 4.9808 |  |  | Y | Shrink |  |  |  | N | San_Miguel | 1 |  | TRUE | TRUE | TRUE | TRUE | 1 | TRUE | TRUE | TRUE | FALSE | TRUE | TRUE | TRUE |  | FALSE | 636 |  | San Miguel | 1 | 6183 | 14627 | TX | LIG | 1982 | 410 | ST | OP | 0 | 12148.2466 | 1
665 | Sand_Bluff_LLC_2 | 0.09 | wind |  | wind | 1 | 2007 | OP | N | eGrid | WND | WT | 0.09 |  |  |  |  | Y |  | WIND | N | Sand_Bluff_LLC | 1 |  | TRUE | TRUE | TRUE | TRUE | 1 | TRUE | TRUE | TRUE | TRUE | FALSE | TRUE | FALSE |  | FALSE | 637 |  | Sand Bluff LLC | 2 | 56479 | 14628 | TX | WND | 2007 | 90 | WT | OP | 0 | N/A | 1
666 | Sand_Hill_5Combined | 0.388 | ng | cc | ng_cc | 7.3285 | 2004 | OP | N | Combo | NG | CC | 2.8434 |  |  | Y | Shrink |  | Y | CCGT |  | Sand_Hill_CCGT | 1 |  | TRUE | TRUE | TRUE | TRUE | 1 | TRUE | TRUE | TRUE | FALSE | TRUE | TRUE | TRUE |  | FALSE | 637 | [11 empty] | #N/A | #N/A | #N/A
667 | Sand_Hill_5A | 0.198 | ng | cc_ct_part | ng_cc_ct_part | 7.3285 | 2004 | OP | N | eGrid | NG | CT | 1.451 |  |  |  |  | Y |  | CCGT | Y | Sand_Hill | 6 |  | TRUE | TRUE | TRUE | TRUE | 1 | TRUE | TRUE | TRUE | TRUE | FALSE | FALSE | TRUE |  | FALSE | 638 |  | Sand Hill | 5A | 7900 | 14633 | TX | NG | 2004 | 198 | CT | OP | 0 | 7328.4525 | 6
668 | Sand_Hill_5C | 0.19 | ng | cc_st_part | ng_cc_st_part | 7.3285 | 2004 | OP | N | eGrid | NG | CA | 1.3924 |  |  |  |  | Y |  | CCGT | Y | Sand_Hill | 6 |  | TRUE | TRUE | TRUE | TRUE | 1 | TRUE | TRUE | TRUE | TRUE | FALSE | FALSE | TRUE |  | FALSE | 639 |  | Sand Hill | 5C | 7900 | 14634 | TX | NG | 2004 | 190 | CA | OP | 0 | 7328.4525 | 6
669 | Sand_Hill_SH1 | 0.0514 | ng | gt | ng_gt | 7.3285 | 2001 | OP | N | eGrid | NG | GT | 0.37668 |  |  | Y | Shrink |  |  |  | Y | Sand_Hill_ng_GT | 4 |  | TRUE | TRUE | TRUE | TRUE | 1 | TRUE | TRUE | TRUE | FALSE | TRUE | TRUE | TRUE |  | FALSE | 640 |  | Sand Hill | SH1 | 7900 | 14629 | TX | NG | 2001 | 51.4 | GT | OP | 0 | 7328.4525 | 6
670 | Sand_Hill_SH2 | 0.0514 | ng | gt | ng_gt | 7.3285 | 2001 | OP | N | eGrid | NG | GT | 0.37668 |  |  | Y | Shrink |  |  |  | Y | Sand_Hill_ng_GT | 4 |  | TRUE | TRUE | TRUE | TRUE | 1 | TRUE | TRUE | TRUE | FALSE | TRUE | TRUE | TRUE |  | FALSE | 641 |  | Sand Hill | SH2 | 7900 | 14630 | TX | NG | 2001 | 51.4 | GT | OP | 0 | 7328.4525 | 6
671 | Sand_Hill_SH3 | 0.0514 | ng | gt | ng_gt | 7.3285 | 2001 | OP | N | eGrid | NG | GT | 0.37668 |  |  | Y | Shrink |  |  |  | Y | Sand_Hill_ng_GT | 4 |  | TRUE | TRUE | TRUE | TRUE | 1 | TRUE | TRUE | TRUE | FALSE | TRUE | TRUE | TRUE |  | FALSE | 642 |  | Sand Hill | SH3 | 7900 | 14631 | TX | NG | 2001 | 51.4 | GT | OP | 0 | 7328.4525 | 6
672 | Sand_Hill_SH4 | 0.0514 | ng | gt | ng_gt | 7.3285 | 2001 | OP | N | eGrid | NG | GT | 0.37668 |  |  | Y | Shrink |  |  |  | Y | Sand_Hill_ng_GT | 4 |  | TRUE | TRUE | TRUE | TRUE | 1 | TRUE | TRUE | TRUE | FALSE | TRUE | TRUE | TRUE |  | FALSE | 643 |  | Sand Hill | SH4 | 7900 | 14632 | TX | NG | 2001 | 51.4 | GT | OP | 0 | 7328.4525 | 6
673 | Sandow_No_4_4 | 0.5906 | coal_lig | st | coal_lig_st | 11.1632 | 1981 | OP | N | eGrid | LIG | ST | 6.593 |  |  | Y | Shrink |  |  |  | N | Sandow_No_4 | 1 |  | TRUE | TRUE | TRUE | TRUE | 1 | TRUE | TRUE | TRUE | FALSE | TRUE | TRUE | TRUE |  | FALSE | 644 |  | Sandow No 4 | 4 | 6648 | 14635 | TX | LIG | 1981 | 590.6 | ST | OP | 0 | 11163.2064 | 1
674 | Scurry_County_Wind_LP_SCW | 0.1305 | wind |  | wind | 1 | 2007 | OP | N | eGrid | WND | WT | 0.1305 |  |  |  |  | Y |  | WIND | N | Scurry_County_Wind_LP | 1 |  | TRUE | TRUE | TRUE | TRUE | 1 | TRUE | TRUE | TRUE | TRUE | FALSE | TRUE | FALSE |  | FALSE | 645 |  | Scurry County Wind LP | SCW | 56506 | 14636 | TX | WND | 2007 | 130.5 | WT | OP | 0 | N/A | 1
675 | Seadrift_Coke_LP_GEN1 | 0.0076 | oil_coke | st | oil_coke_st | 5.6237 | 1983 | OP | Y | eGrid | PC | ST | 0.04274 | [7 empty] | N | Seadrift Coke LP | 1 |  | TRUE | FALSE | FALSE | TRUE | 1 | FALSE | TRUE | TRUE | TRUE | TRUE | TRUE | TRUE |  | FALSE | 646 |  | Seadrift Coke LP | GEN1 | 10167 | 14637 | TX | PC | 1983 | 7.6 | ST | OP | 1 | 5623.7009 | 1
676 | Security_UNT2 | 0.0013 | waste | ic | waste_ic | 1 | 2003 | OP | ? | eGrid | LFG | IC | 0.0013 | [7 empty] | N | Security | Plant unknown |  | FALSE | FALSE | FALSE | TRUE | 1 | FALSE | TRUE | TRUE | TRUE | TRUE | TRUE | TRUE |  | FALSE | 647 |  | Security | UNT2 | 55556 | 14638 | TX | LFG | 2003 | 1.3 | IC | OP | Plant unknown | Plant unknown | Plant unknown
677 | Security_UNT3 | 0.0013 | waste | ic | waste_ic | 1 | 2003 | OP | ? | eGrid | LFG | IC | 0.0013 | [7 empty] | N | Security | Plant unknown |  | FALSE | FALSE | FALSE | TRUE | 1 | FALSE | TRUE | TRUE | TRUE | TRUE | TRUE | TRUE |  | FALSE | 648 |  | Security | UNT3 | 55556 | 14639 | TX | LFG | 2003 | 1.3 | IC | OP | Plant unknown | Plant unknown | Plant unknown
678 | Shell_Deer_Park_GEN4 | 0.075 | ng | gt | ng_gt | 5.8384 | 1995 | OP | Y | eGrid | NG | GT | 0.43788 | [7 empty] | Y | Shell Deer Park | 4 |  | TRUE | TRUE | TRUE | TRUE | 1 | FALSE | TRUE | TRUE | TRUE | TRUE | TRUE | TRUE |  | FALSE | 649 |  | Shell Deer Park | GEN4 | 50304 | 14642 | TX | NG | 1995 | 75 | GT | OP | 1 | 5838.3765 | 4
679 | Shell_Deer_Park_GEN5 | 0.075 | ng | gt | ng_gt | 5.8384 | 1995 | OP | Y | eGrid | NG | GT | 0.43788 | [7 empty] | Y | Shell Deer Park | 4 |  | TRUE | TRUE | TRUE | TRUE | 1 | FALSE | TRUE | TRUE | TRUE | TRUE | TRUE | TRUE |  | FALSE | 650 |  | Shell Deer Park | GEN5 | 50304 | 14643 | TX | NG | 1995 | 75 | GT | OP | 1 | 5838.3765 | 4
680 | Shell_Deer_Park_GEN1 | 0.051 | steam | st | steam_st | 5.8384 | 1979 | OP | Y | eGrid | PUR | ST | 0.29776 | [7 empty] | Y | Shell Deer Park | 4 |  | TRUE | FALSE | TRUE | TRUE | 1 | FALSE | TRUE | TRUE | TRUE | TRUE | TRUE | TRUE |  | FALSE | 651 |  | Shell Deer Park | GEN1 | 50304 | 14640 | TX | PUR | 1979 | 51 | ST | OP | 1 | 5838.3765 | 4
681 | Shell_Deer_Park_GEN2 | 0.051 | steam | st | steam_st | 5.8384 | 1979 | OP | Y | eGrid | PUR | ST | 0.29776 | [7 empty] | Y | Shell Deer Park | 4 |  | TRUE | FALSE | TRUE | TRUE | 1 | FALSE | TRUE | TRUE | TRUE | TRUE | TRUE | TRUE |  | FALSE | 652 |  | Shell Deer Park | GEN2 | 50304 | 14641 | TX | PUR | 1979 | 51 | ST | OP | 1 | 5838.3765 | 4
682 | Sherwin_Alumina_1 | 0.006 | steam | st | steam_st | 9.884 | 1953 | OP | Y | eGrid | PUR | ST | 0.059304 | [7 empty] | N | Sherwin Alumina | 4 |  | TRUE | FALSE | FALSE | TRUE | 1 | FALSE | TRUE | TRUE | TRUE | TRUE | TRUE | TRUE |  | FALSE | 653 |  | Sherwin Alumina | 1 | 54291 | 14644 | TX | PUR | 1953 | 6 | ST | OP | 1 | 9883.9937 | 4
683 | Sherwin_Alumina_2 | 0.006 | steam | st | steam_st | 9.884 | 1953 | OP | Y | eGrid | PUR | ST | 0.059304 | [7 empty] | N | Sherwin Alumina | 4 |  | TRUE | FALSE | FALSE | TRUE | 1 | FALSE | TRUE | TRUE | TRUE | TRUE | TRUE | TRUE |  | FALSE | 654 |  | Sherwin Alumina | 2 | 54291 | 14645 | TX | PUR | 1953 | 6 | ST | OP | 1 | 9883.9937 | 4
684 | Sherwin_Alumina_3 | 0.006 | steam | st | steam_st | 9.884 | 1957 | OP | Y | eGrid | PUR | ST | 0.059304 | [7 empty] | N | Sherwin Alumina | 4 |  | TRUE | FALSE | FALSE | TRUE | 1 | FALSE | TRUE | TRUE | TRUE | TRUE | TRUE | TRUE |  | FALSE | 655 |  | Sherwin Alumina | 3 | 54291 | 14646 | TX | PUR | 1957 | 6 | ST | OP | 1 | 9883.9937 | 4
685 | Sherwin_Alumina_4 | 0.006 | steam | st | steam_st | 9.884 | 1958 | OP | Y | eGrid | PUR | ST | 0.059304 | [7 empty] | N | Sherwin Alumina | 4 |  | TRUE | FALSE | FALSE | TRUE | 1 | FALSE | TRUE | TRUE | TRUE | TRUE | TRUE | TRUE |  | FALSE | 656 |  | Sherwin Alumina | 4 | 54291 | 14647 | TX | PUR | 1958 | 6 | ST | OP | 1 | 9883.9937 | 4
686 | Signal_Hill_Wichita_Falls_Power_LP_GTA | 0.02 | ng | cc_ct_part | ng_cc_ct_part | 8.5 | 1987 | OP | Y | eGrid | NG | CT | 0.17 | [7 empty] | Y | Signal Hill Wichita Falls Power LP | 4 |  | TRUE | TRUE | FALSE | TRUE | 1 | FALSE | TRUE | TRUE | TRUE | TRUE | TRUE | TRUE |  | FALSE | 657 |  | Signal Hill Wichita Falls Power LP | GTA | 50127 | 14648 | TX | NG | 1987 | 20 | CT | OP | 1 | 8500 | 4
687 | Signal_Hill_Wichita_Falls_Power_LP_GTB | 0.02 | ng | cc_ct_part | ng_cc_ct_part | 8.5 | 1987 | OP | Y | eGrid | NG | CT | 0.17 | [7 empty] | Y | Signal Hill Wichita Falls Power LP | 4 |  | TRUE | TRUE | FALSE | TRUE | 1 | FALSE | TRUE | TRUE | TRUE | TRUE | TRUE | TRUE |  | FALSE | 658 |  | Signal Hill Wichita Falls Power LP | GTB | 50127 | 14649 | TX | NG | 1987 | 20 | CT | OP | 1 | 8500 | 4
688 | Signal_Hill_Wichita_Falls_Power_LP_GTC | 0.02 | ng | cc_ct_part | ng_cc_ct_part | 8.5 | 1987 | OP | Y | eGrid | NG | CT | 0.17 | [7 empty] | Y | Signal Hill Wichita Falls Power LP | 4 |  | TRUE | TRUE | FALSE | TRUE | 1 | FALSE | TRUE | TRUE | TRUE | TRUE | TRUE | TRUE |  | FALSE | 659 |  | Signal Hill Wichita Falls Power LP | GTC | 50127 | 14650 | TX | NG | 1987 | 20 | CT | OP | 1 | 8500 | 4
689 | Signal_Hill_Wichita_Falls_Power_LP_STD | 0.02 | ng | cc_st_part | ng_cc_st_part | 8.5 | 1987 | OP | Y | eGrid | NG | CA | 0.17 | [7 empty] | Y | Signal Hill Wichita Falls Power LP | 4 |  | TRUE | TRUE | FALSE | TRUE | 1 | FALSE | TRUE | TRUE | TRUE | TRUE | TRUE | TRUE |  | FALSE | 660 |  | Signal Hill Wichita Falls Power LP | STD | 50127 | 14651 | TX | NG | 1987 | 20 | CA | OP | 1 | 8500 | 4
690 | Silas_Ray_DG_2 | 0.0013 | oil_2 | ic | oil_2_ic | 11.0832 | 2001 | SB | N | eGrid | DFO | IC | 0.014408 | [7 empty] | Y | Silas_Ray_oil_IC | 8 |  | TRUE | FALSE | FALSE | TRUE | 9 | TRUE | TRUE | TRUE | TRUE | TRUE | TRUE | TRUE |  | FALSE | 661 |  | Silas Ray | DG-2 | 3559 | 14652 | TX | DFO | 2001 | 1.3 | IC | SB | 0 | 11083.1548 | 12
691 | Silas_Ray_DG_3a | 0.0013 | oil_2 | ic | oil_2_ic | 11.0832 | 2001 | SB | N | eGrid | DFO | IC | 0.014408 | [7 empty] | Y | Silas_Ray_oil_IC | 8 |  | TRUE | FALSE | FALSE | TRUE | 9 | TRUE | TRUE | TRUE | TRUE | TRUE | TRUE | TRUE |  | FALSE | 662 |  | Silas Ray | DG-3a | 3559 | 14653 | TX | DFO | 2001 | 1.3 | IC | SB | 0 | 11083.1548 | 12
692 | Silas_Ray_DG_3b | 0.0013 | oil_2 | ic | oil_2_ic | 11.0832 | 2001 | SB | N | eGrid | DFO | IC | 0.014408 | [7 empty] | Y | Silas_Ray_oil_IC | 8 |  | TRUE | FALSE | FALSE | TRUE | 9 | TRUE | TRUE | TRUE | TRUE | TRUE | TRUE | TRUE |  | FALSE | 663 |  | Silas Ray | DG-3b | 3559 | 14654 | TX | DFO | 2001 | 1.3 | IC | SB | 0 | 11083.1548 | 12
693 | Silas_Ray_DG_4 | 0.0013 | oil_2 | ic | oil_2_ic | 11.0832 | 2001 | SB | N | eGrid | DFO | IC | 0.014408 | [7 empty] | Y | Silas_Ray_oil_IC | 8 |  | TRUE | FALSE | FALSE | TRUE | 9 | TRUE | TRUE | TRUE | TRUE | TRUE | TRUE | TRUE |  | FALSE | 664 |  | Silas Ray | DG-4 | 3559 | 14655 | TX | DFO | 2001 | 1.3 | IC | SB | 0 | 11083.1548 | 12
694 | Silas_Ray_DG_6a | 0.0013 | oil_2 | ic | oil_2_ic | 11.0832 | 2001 | SB | N | eGrid | DFO | IC | 0.014408 | [7 empty] | Y | Silas_Ray_oil_IC | 8 |  | TRUE | FALSE | FALSE | TRUE | 9 | TRUE | TRUE | TRUE | TRUE | TRUE | TRUE | TRUE |  | FALSE | 665 |  | Silas Ray | DG-6a | 3559 | 14656 | TX | DFO | 2001 | 1.3 | IC | SB | 0 | 11083.1548 | 12
695 | Silas_Ray_DG_6b | 0.0013 | oil_2 | ic | oil_2_ic | 11.0832 | 2001 | SB | N | eGrid | DFO | IC | 0.014408 | [7 empty] | Y | Silas_Ray_oil_IC | 8 |  | TRUE | FALSE | FALSE | TRUE | 9 | TRUE | TRUE | TRUE | TRUE | TRUE | TRUE | TRUE |  | FALSE | 666 |  | Silas Ray | DG-6b | 3559 | 14657 | TX | DFO | 2001 | 1.3 | IC | SB | 0 | 11083.1548 | 12
696 | Silas_Ray_DG_7a | 0.0013 | oil_2 | ic | oil_2_ic | 11.0832 | 2001 | SB | N | eGrid | DFO | IC | 0.014408 | [7 empty] | Y | Silas_Ray_oil_IC | 8 |  | TRUE | FALSE | FALSE | TRUE | 9 | TRUE | TRUE | TRUE | TRUE | TRUE | TRUE | TRUE |  | FALSE | 667 |  | Silas Ray | DG-7a | 3559 | 14658 | TX | DFO | 2001 | 1.3 | IC | SB | 0 | 11083.1548 | 12
697 | Silas_Ray_DG_7b | 0.0013 | oil_2 | ic | oil_2_ic | 11.0832 | 2001 | SB | N | eGrid | DFO | IC | 0.014408 | [7 empty] | Y | Silas_Ray_oil_IC | 8 |  | TRUE | FALSE | FALSE | TRUE | 9 | TRUE | TRUE | TRUE | TRUE | TRUE | TRUE | TRUE |  | FALSE | 668 |  | Silas Ray | DG-7b | 3559 | 14659 | TX | DFO | 2001 | 1.3 | IC | SB | 0 | 11083.1548 | 12
698 | Silas_Ray_10 | 0.061 | ng | gt | ng_gt | 11.0832 | 2004 | OP | N | eGrid | NG | GT | 0.67607 |  |  | Y | Shrink |  |  |  | Y | Silas_Ray_oil_IC | 8 |  | TRUE | TRUE | TRUE | TRUE | 1 | TRUE | TRUE | TRUE | FALSE | TRUE | TRUE | TRUE |  | FALSE | 669 |  | Silas Ray | 10 | 3559 | 14660 | TX | NG | 2004 | 61 | GT | OP | 0 | 11083.1548 | 12
699 | Silas_Ray_Units6and9_Combined | 0.086 | ng | cc | ng_cc | 11.0832 | 1996 | OP | N | Combo | NG | CC | 0.95315 |  |  | Y | Shrink |  | Y | CCGT |  | Silas_Ray_CCGT | 1 |  | TRUE | TRUE | TRUE | TRUE | 1 | TRUE | TRUE | TRUE | FALSE | TRUE | TRUE | TRUE |  | FALSE | 669 | [11 empty] | #N/A | #N/A | #N/A
700 | Silas_Ray_9 | 0.059 | ng | cc_ct_part | ng_cc_ct_part | 11.0832 | 1996 | OP | N | eGrid | NG | CT | 0.65391 |  |  |  |  | Y |  | CCGT | Y | Silas_Ray | 12 |  | TRUE | TRUE | TRUE | TRUE | 1 | TRUE | TRUE | TRUE | TRUE | FALSE | FALSE | TRUE |  | FALSE | 670 |  | Silas Ray | 9 | 3559 | 14663 | TX | NG | 1996 | 59 | CT | OP | 0 | 11083.1548 | 12
701 | Silas_Ray_6 | 0.027 | ng | cc_st_part | ng_cc_st_part | 11.0832 | 1959 | OP | N | eGrid | NG | CA | 0.29925 |  |  |  |  | Y |  | CCGT | Y | Silas_Ray | 12 |  | TRUE | TRUE | FALSE | TRUE | 1 | TRUE | TRUE | TRUE | TRUE | FALSE | FALSE | TRUE |  | FALSE | 671 |  | Silas Ray | 6 | 3559 | 14662 | TX | NG | 1959 | 27 | CA | OP | 0 | 11083.1548 | 12
702 | Silas_Ray_5 | 0.024 | ng | st | ng_st | 11.0832 | 1952 | OP | N | eGrid | NG | ST | 0.266 |  |  | Y |  |  |  |  | Y | Silas_Ray | 12 |  | TRUE | TRUE | FALSE | TRUE | 1 | TRUE | TRUE | TRUE | FALSE | TRUE | TRUE | TRUE |  | FALSE | 672 |  | Silas Ray | 5 | 3559 | 14661 | TX | NG | 1952 | 24 | ST | OP | 0 | 11083.1548 | 12
703 | Sim_Gideon_3 | 0.351 | ng | st | ng_st | 11.4562 | 1972 | OP | N | eGrid | NG | ST | 4.0211 |  |  | Y |  |  |  |  | N | Sim_Gideon | 3 |  | TRUE | TRUE | TRUE | TRUE | 1 | TRUE | TRUE | TRUE | FALSE | TRUE | TRUE | TRUE |  | FALSE | 673 |  | Sim Gideon | 3 | 3601 | 14666 | TX | NG | 1972 | 351 | ST | OP | 0 | 11456.1824 | 3
704 | Sim_Gideon_2 | 0.144 | ng | st | ng_st | 11.4562 | 1968 | OP | N | eGrid | NG | ST | 1.6497 |  |  | Y |  |  |  |  | N | Sim_Gideon | 3 |  | TRUE | TRUE | TRUE | TRUE | 1 | TRUE | TRUE | TRUE | FALSE | TRUE | TRUE | TRUE |  | FALSE | 674 |  | Sim Gideon | 2 | 3601 | 14665 | TX | NG | 1968 | 144 | ST | OP | 0 | 11456.1824 | 3
705 | Sim_Gideon_1 | 0.144 | ng | st | ng_st | 11.4562 | 1965 | OP | N | eGrid | NG | ST | 1.6497 |  |  | Y |  |  |  |  | N | Sim_Gideon | 3 |  | TRUE | TRUE | TRUE | TRUE | 1 | TRUE | TRUE | TRUE | FALSE | TRUE | TRUE | TRUE |  | FALSE | 675 |  | Sim Gideon | 1 | 3601 | 14664 | TX | NG | 1965 | 144 | ST | OP | 0 | 11456.1824 | 3
706 | Skyline_Gas_Recovery_GEN1 | 0.0016 | waste | ic | waste_ic | 10.5637 | 2007 | OP | N | eGrid | LFG | IC | 0.016902 | [7 empty] | N | Skyline_Gas_Recovery | 4 |  | TRUE | FALSE | FALSE | TRUE | 1 | TRUE | TRUE | TRUE | TRUE | TRUE | TRUE | TRUE |  | FALSE | 676 |  | Skyline Gas Recovery | GEN1 | 56528 | 14667 | TX | LFG | 2007 | 1.6 | IC | OP | 0 | 10563.7236 | 4
707 | Skyline_Gas_Recovery_GEN2 | 0.0016 | waste | ic | waste_ic | 10.5637 | 2007 | OP | N | eGrid | LFG | IC | 0.016902 | [7 empty] | N | Skyline_Gas_Recovery | 4 |  | TRUE | FALSE | FALSE | TRUE | 1 | TRUE | TRUE | TRUE | TRUE | TRUE | TRUE | TRUE |  | FALSE | 677 |  | Skyline Gas Recovery | GEN2 | 56528 | 14668 | TX | LFG | 2007 | 1.6 | IC | OP | 0 | 10563.7236 | 4
708 | Skyline_Gas_Recovery_GEN3 | 0.0016 | waste | ic | waste_ic | 10.5637 | 2007 | OP | N | eGrid | LFG | IC | 0.016902 | [7 empty] | N | Skyline_Gas_Recovery | 4 |  | TRUE | FALSE | FALSE | TRUE | 1 | TRUE | TRUE | TRUE | TRUE | TRUE | TRUE | TRUE |  | FALSE | 678 |  | Skyline Gas Recovery | GEN3 | 56528 | 14669 | TX | LFG | 2007 | 1.6 | IC | OP | 0 | 10563.7236 | 4
709 | Skyline_Gas_Recovery_GEN4 | 0.0016 | waste | ic | waste_ic | 10.5637 | 2007 | OP | N | eGrid | LFG | IC | 0.016902 | [7 empty] | N | Skyline_Gas_Recovery | 4 |  | TRUE | FALSE | FALSE | TRUE | 1 | TRUE | TRUE | TRUE | TRUE | TRUE | TRUE | TRUE |  | FALSE | 679 |  | Skyline Gas Recovery | GEN4 | 56528 | 14670 | TX | LFG | 2007 | 1.6 | IC | OP | 0 | 10563.7236 | 4
710 | Snider_Industries_WGN1 | 0.005 | waste | st | waste_st | 1 | 1983 | OP | ? | eGrid | WDS | ST | 0.005 | [7 empty] | N | Snider Industries | Plant unknown |  | FALSE | FALSE | FALSE | TRUE | 1 | FALSE | TRUE | TRUE | TRUE | TRUE | TRUE | TRUE |  | FALSE | 680 |  | Snider Industries | WGN1 | 50141 | 14671 | TX | WDS | 1983 | 5 | ST | OP | Plant unknown | Plant unknown | Plant unknown
711 | Snyder_Wind_Farm_SNY1 | 0.063 | wind |  | wind | 1 | 2007 | OP | N | eGrid | WND | WT | 0.063 |  |  |  |  | Y |  | WIND | N | Snyder_Wind_Farm | 1 |  | TRUE | TRUE | TRUE | TRUE | 1 | TRUE | TRUE | TRUE | TRUE | FALSE | TRUE | FALSE |  | FALSE | 681 |  | Snyder Wind Farm | SNY1 | 56602 | 14672 | TX | WND | 2007 | 63 | WT | OP | 0 | N/A | 1
712 | South_Texas_Project_2 | 1.3543 | u235 | st | u235_st | 10.4 | 1989 | OP | N | eGrid | NUC | ST | 14.0847 |  |  | Y | Shrink |  |  |  | N | South_Texas_Project | 2 |  | TRUE | TRUE | TRUE | TRUE | 1 | TRUE | TRUE | TRUE | FALSE | TRUE | TRUE | TRUE |  | FALSE | 682 |  | South Texas Project | 2 | 6251 | 14674 | TX | NUC | 1989 | 1354.3 | ST | OP | 0 | N/A | 2
713 | South_Texas_Project_1 | 1.3543 | u235 | st | u235_st | 10.4 | 1988 | OP | N | eGrid | NUC | ST | 14.0847 |  |  | Y | Shrink |  |  |  | N | South_Texas_Project | 2 |  | TRUE | TRUE | TRUE | TRUE | 1 | TRUE | TRUE | TRUE | FALSE | TRUE | TRUE | TRUE |  | FALSE | 683 |  | South Texas Project | 1 | 6251 | 14673 | TX | NUC | 1988 | 1354.3 | ST | OP | 0 | N/A | 2
714 | Southwest_Texas_State_University_GEN1 | 0.006 | ng | ic | ng_ic | 27.8731 | 1989 | OP | Y | eGrid | NG | IC | 0.16724 | [7 empty] | N | Southwest Texas State University | 1 |  | TRUE | TRUE | FALSE | TRUE | 1 | FALSE | TRUE | TRUE | TRUE | TRUE | TRUE | TRUE |  | FALSE | 684 |  | Southwest Texas State University | GEN1 | 50263 | 14675 | TX | NG | 1989 | 6 | IC | OP | 1 | 27873.0787 | 1
715 | Spencer_5 | 0.0654 | ng | st | ng_st | 16.6221 | 1973 | OP | N | eGrid | NG | ST | 1.0871 |  |  | Y |  |  |  |  | N | Spencer | 2 |  | TRUE | TRUE | TRUE | TRUE | 1 | TRUE | TRUE | TRUE | FALSE | TRUE | TRUE | TRUE |  | FALSE | 685 |  | Spencer | 5 | 4266 | 14677 | TX | NG | 1973 | 65.4 | ST | OP | 0 | 16622.1494 | 2
716 | Spencer_4 | 0.0611 | ng | st | ng_st | 16.6221 | 1966 | OP | N | eGrid | NG | ST | 1.0156 |  |  | Y |  |  |  |  | N | Spencer | 2 |  | TRUE | TRUE | TRUE | TRUE | 1 | TRUE | TRUE | TRUE | FALSE | TRUE | TRUE | TRUE |  | FALSE | 686 |  | Spencer | 4 | 4266 | 14676 | TX | NG | 1966 | 61.1 | ST | OP | 0 | 16622.1494 | 2
717 | SRW_Cogen_LP_GT1A | 0.18 | ng | cc_ct_part | ng_cc_ct_part | 1 | 2001 | OP | ? | eGrid | NG | CT | 0.18 | [7 empty] | Y | SRW Cogen LP | Plant unknown |  | FALSE | TRUE | TRUE | TRUE | 1 | FALSE | TRUE | TRUE | TRUE | TRUE | TRUE | TRUE |  | FALSE | 687 |  | SRW Cogen LP | GT1A | 55120 | 14678 | TX | NG | 2001 | 180 | CT | OP | Plant unknown | Plant unknown | Plant unknown
718 | SRW_Cogen_LP_GT1B | 0.18 | ng | cc_ct_part | ng_cc_ct_part | 1 | 2001 | OP | ? | eGrid | NG | CT | 0.18 | [7 empty] | Y | SRW Cogen LP | Plant unknown |  | FALSE | TRUE | TRUE | TRUE | 1 | FALSE | TRUE | TRUE | TRUE | TRUE | TRUE | TRUE |  | FALSE | 688 |  | SRW Cogen LP | GT1B | 55120 | 14679 | TX | NG | 2001 | 180 | CT | OP | Plant unknown | Plant unknown | Plant unknown
719 | SRW_Cogen_LP_ST1A | 0.145 | ng | cc_st_part | ng_cc_st_part | 1 | 2001 | OP | ? | eGrid | NG | CA | 0.145 | [7 empty] | Y | SRW Cogen LP | Plant unknown |  | FALSE | TRUE | TRUE | TRUE | 1 | FALSE | TRUE | TRUE | TRUE | TRUE | TRUE | TRUE |  | FALSE | 689 |  | SRW Cogen LP | ST1A | 55120 | 14680 | TX | NG | 2001 | 145 | CA | OP | Plant unknown | Plant unknown | Plant unknown
720 | State_Farm_Insur_Support_Center_Central_2A | 0.0018 | oil_2 | ic | oil_2_ic | 12.5409 | 1998 | SB | N | eGrid | DFO | IC | 0.022574 | [7 empty] | N | State_Farm_Insur_Support_Center_Central | 6 |  | TRUE | FALSE | FALSE | TRUE | 9 | TRUE | TRUE | TRUE | TRUE | TRUE | TRUE | TRUE |  | FALSE | 690 |  | State Farm Insur Support Center Central | 2A | 55390 | 14681 | TX | DFO | 1998 | 1.8 | IC | SB | 0 | 12540.9443 | 6
721 | State_Farm_Insur_Support_Center_Central_2B | 0.0018 | oil_2 | ic | oil_2_ic | 12.5409 | 1998 | SB | N | eGrid | DFO | IC | 0.022574 | [7 empty] | N | State_Farm_Insur_Support_Center_Central | 6 |  | TRUE | FALSE | FALSE | TRUE | 9 | TRUE | TRUE | TRUE | TRUE | TRUE | TRUE | TRUE |  | FALSE | 691 |  | State Farm Insur Support Center Central | 2B | 55390 | 14682 | TX | DFO | 1998 | 1.8 | IC | SB | 0 | 12540.9443 | 6
722 | State_Farm_Insur_Support_Center_Central_3A | 0.0018 | oil_2 | ic | oil_2_ic | 12.5409 | 1998 | SB | N | eGrid | DFO | IC | 0.022574 | [7 empty] | N | State_Farm_Insur_Support_Center_Central | 6 |  | TRUE | FALSE | FALSE | TRUE | 9 | TRUE | TRUE | TRUE | TRUE | TRUE | TRUE | TRUE |  | FALSE | 692 |  | State Farm Insur Support Center Central | 3A | 55390 | 14683 | TX | DFO | 1998 | 1.8 | IC | SB | 0 | 12540.9443 | 6
723 | State_Farm_Insur_Support_Center_Central_3B | 0.0018 | oil_2 | ic | oil_2_ic | 12.5409 | 1998 | SB | N | eGrid | DFO | IC | 0.022574 | [7 empty] | N | State_Farm_Insur_Support_Center_Central | 6 |  | TRUE | FALSE | FALSE | TRUE | 9 | TRUE | TRUE | TRUE | TRUE | TRUE | TRUE | TRUE |  | FALSE | 693 |  | State Farm Insur Support Center Central | 3B | 55390 | 14684 | TX | DFO | 1998 | 1.8 | IC | SB | 0 | 12540.9443 | 6
724 | State_Farm_Insur_Support_Center_Central_4A | 0.0018 | oil_2 | ic | oil_2_ic | 12.5409 | 1998 | SB | N | eGrid | DFO | IC | 0.022574 | [7 empty] | N | State_Farm_Insur_Support_Center_Central | 6 |  | TRUE | FALSE | FALSE | TRUE | 9 | TRUE | TRUE | TRUE | TRUE | TRUE | TRUE | TRUE |  | FALSE | 694 |  | State Farm Insur Support Center Central | 4A | 55390 | 14685 | TX | DFO | 1998 | 1.8 | IC | SB | 0 | 12540.9443 | 6
725 | State_Farm_Insur_Support_Center_Central_4B | 0.0018 | oil_2 | ic | oil_2_ic | 12.5409 | 1998 | SB | N | eGrid | DFO | IC | 0.022574 | [7 empty] | N | State_Farm_Insur_Support_Center_Central | 6 |  | TRUE | FALSE | FALSE | TRUE | 9 | TRUE | TRUE | TRUE | TRUE | TRUE | TRUE | TRUE |  | FALSE | 695 |  | State Farm Insur Support Center Central | 4B | 55390 | 14686 | TX | DFO | 1998 | 1.8 | IC | SB | 0 | 12540.9443 | 6
726 | Stryker_Creek_D1 | 0.002 | oil_2 | ic | oil_2_ic | 11.3751 | 1966 | OP | N | eGrid | DFO | IC | 0.02275 | [7 empty] | Y | Stryker_Creek_oil_IC | 5 |  | TRUE | FALSE | FALSE | TRUE | 1 | TRUE | TRUE | TRUE | TRUE | TRUE | TRUE | TRUE |  | FALSE | 696 |  | Stryker Creek | D1 | 3504 | 14687 | TX | DFO | 1966 | 2 | IC | OP | 0 | 11375.1299 | 7
727 | Stryker_Creek_D2 | 0.002 | oil_2 | ic | oil_2_ic | 11.3751 | 1966 | OP | N | eGrid | DFO | IC | 0.02275 | [7 empty] | Y | Stryker_Creek_oil_IC | 5 |  | TRUE | FALSE | FALSE | TRUE | 1 | TRUE | TRUE | TRUE | TRUE | TRUE | TRUE | TRUE |  | FALSE | 697 |  | Stryker Creek | D2 | 3504 | 14688 | TX | DFO | 1966 | 2 | IC | OP | 0 | 11375.1299 | 7
728 | Stryker_Creek_D3 | 0.002 | oil_2 | ic | oil_2_ic | 11.3751 | 1966 | OP | N | eGrid | DFO | IC | 0.02275 | [7 empty] | Y | Stryker_Creek_oil_IC | 5 |  | TRUE | FALSE | FALSE | TRUE | 1 | TRUE | TRUE | TRUE | TRUE | TRUE | TRUE | TRUE |  | FALSE | 698 |  | Stryker Creek | D3 | 3504 | 14689 | TX | DFO | 1966 | 2 | IC | OP | 0 | 11375.1299 | 7
729 | Stryker_Creek_D4 | 0.002 | oil_2 | ic | oil_2_ic | 11.3751 | 1966 | OP | N | eGrid | DFO | IC | 0.02275 | [7 empty] | Y | Stryker_Creek_oil_IC | 5 |  | TRUE | FALSE | FALSE | TRUE | 1 | TRUE | TRUE | TRUE | TRUE | TRUE | TRUE | TRUE |  | FALSE | 699 |  | Stryker Creek | D4 | 3504 | 14690 | TX | DFO | 1966 | 2 | IC | OP | 0 | 11375.1299 | 7
730 | Stryker_Creek_D5 | 0.002 | oil_2 | ic | oil_2_ic | 11.3751 | 1966 | OP | N | eGrid | DFO | IC | 0.02275 | [7 empty] | Y | Stryker_Creek_oil_IC | 5 |  | TRUE | FALSE | FALSE | TRUE | 1 | TRUE | TRUE | TRUE | TRUE | TRUE | TRUE | TRUE |  | FALSE | 700 |  | Stryker Creek | D5 | 3504 | 14691 | TX | DFO | 1966 | 2 | IC | OP | 0 | 11375.1299 | 7
731 | Stryker_Creek_ST2 | 0.5266 | ng | st | ng_st | 11.3751 | 1965 | OP | N | eGrid | NG | ST | 5.9901 |  |  | Y |  |  |  |  | Y | Stryker_Creek_ng_ST | 2 |  | TRUE | TRUE | TRUE | TRUE | 1 | TRUE | TRUE | TRUE | FALSE | TRUE | TRUE | TRUE |  | FALSE | 701 |  | Stryker Creek | ST2 | 3504 | 14693 | TX | NG | 1965 | 526.6 | ST | OP | 0 | 11375.1299 | 7
732 | Stryker_Creek_ST1 | 0.1768 | ng | st | ng_st | 11.3751 | 1958 | OP | N | eGrid | NG | ST | 2.0111 |  |  | Y |  |  |  |  | Y | Stryker_Creek_ng_ST | 2 |  | TRUE | TRUE | TRUE | TRUE | 1 | TRUE | TRUE | TRUE | FALSE | TRUE | TRUE | TRUE |  | FALSE | 702 |  | Stryker Creek | ST1 | 3504 | 14692 | TX | NG | 1958 | 176.8 | ST | OP | 0 | 11375.1299 | 7
733 | Sunset_Farms_1 | 0.001 | waste | ic | waste_ic | 12.5396 | 1996 | OP | N | eGrid | LFG | IC | 0.01254 | [7 empty] | N | Sunset_Farms | 4 |  | TRUE | FALSE | FALSE | TRUE | 1 | TRUE | TRUE | TRUE | TRUE | TRUE | TRUE | TRUE |  | FALSE | 703 |  | Sunset Farms | 1 | 55588 | 14694 | TX | LFG | 1996 | 1 | IC | OP | 0 | 12539.6168 | 4
734 | Sunset_Farms_2 | 0.001 | waste | ic | waste_ic | 12.5396 | 1996 | OP | N | eGrid | LFG | IC | 0.01254 | [7 empty] | N | Sunset_Farms | 4 |  | TRUE | FALSE | FALSE | TRUE | 1 | TRUE | TRUE | TRUE | TRUE | TRUE | TRUE | TRUE |  | FALSE | 704 |  | Sunset Farms | 2 | 55588 | 14695 | TX | LFG | 1996 | 1 | IC | OP | 0 | 12539.6168 | 4
735 | Sunset_Farms_3 | 0.001 | waste | ic | waste_ic | 12.5396 | 1996 | OP | N | eGrid | LFG | IC | 0.01254 | [7 empty] | N | Sunset_Farms | 4 |  | TRUE | FALSE | FALSE | TRUE | 1 | TRUE | TRUE | TRUE | TRUE | TRUE | TRUE | TRUE |  | FALSE | 705 |  | Sunset Farms | 3 | 55588 | 14696 | TX | LFG | 1996 | 1 | IC | OP | 0 | 12539.6168 | 4
736 | Sunset_Farms_4 | 0.001 | waste | ic | waste_ic | 12.5396 | 2004 | OP | N | eGrid | LFG | IC | 0.01254 | [7 empty] | N | Sunset_Farms | 4 |  | TRUE | FALSE | FALSE | TRUE | 1 | TRUE | TRUE | TRUE | TRUE | TRUE | TRUE | TRUE |  | FALSE | 706 |  | Sunset Farms | 4 | 55588 | 14697 | TX | LFG | 2004 | 1 | IC | OP | 0 | 12539.6168 | 4
737 | Sweeny_Cogen_Facility_GEN4 | 0.143 | ng | gt | ng_gt | 5.6067 | 2000 | OP | Y | eGrid | NG | GT | 0.80176 | [7 empty] | N | Sweeny Cogen Facility | 4 |  | TRUE | TRUE | TRUE | TRUE | 1 | FALSE | TRUE | TRUE | TRUE | TRUE | TRUE | TRUE |  | FALSE | 707 |  | Sweeny Cogen Facility | GEN4 | 55015 | 14701 | TX | NG | 2000 | 143 | GT | OP | 1 | 5606.7291 | 4
738 | Sweeny_Cogen_Facility_GEN1 | 0.143 | ng | gt | ng_gt | 5.6067 | 1997 | OP | Y | eGrid | NG | GT | 0.80176 | [7 empty] | N | Sweeny Cogen Facility | 4 |  | TRUE | TRUE | TRUE | TRUE | 1 | FALSE | TRUE | TRUE | TRUE | TRUE | TRUE | TRUE |  | FALSE | 708 |  | Sweeny Cogen Facility | GEN1 | 55015 | 14698 | TX | NG | 1997 | 143 | GT | OP | 1 | 5606.7291 | 4
739 | Sweeny_Cogen_Facility_GEN2 | 0.143 | ng | gt | ng_gt | 5.6067 | 1997 | OP | Y | eGrid | NG | GT | 0.80176 | [7 empty] | N | Sweeny Cogen Facility | 4 |  | TRUE | TRUE | TRUE | TRUE | 1 | FALSE | TRUE | TRUE | TRUE | TRUE | TRUE | TRUE |  | FALSE | 709 |  | Sweeny Cogen Facility | GEN2 | 55015 | 14699 | TX | NG | 1997 | 143 | GT | OP | 1 | 5606.7291 | 4
740 | Sweeny_Cogen_Facility_GEN3 | 0.143 | ng | gt | ng_gt | 5.6067 | 1997 | OP | Y | eGrid | NG | GT | 0.80176 | [7 empty] | N | Sweeny Cogen Facility | 4 |  | TRUE | TRUE | TRUE | TRUE | 1 | FALSE | TRUE | TRUE | TRUE | TRUE | TRUE | TRUE |  | FALSE | 710 |  | Sweeny Cogen Facility | GEN3 | 55015 | 14700 | TX | NG | 1997 | 143 | GT | OP | 1 | 5606.7291 | 4
741 | Sweetwater_Wind__1_LLC_SW1 | 0.0375 | wind |  | wind | 1 | 2003 | OP | N | eGrid | WND | WT | 0.0375 |  |  |  |  | Y |  | WIND | N | Sweetwater_Wind__1_LLC | 1 |  | TRUE | TRUE | FALSE | TRUE | 1 | TRUE | TRUE | TRUE | TRUE | FALSE | TRUE | FALSE |  | FALSE | 711 |  | Sweetwater Wind 1 LLC | SW1 | 56211 | 14702 | TX | WND | 2003 | 37.5 | WT | OP | 0 | N/A | 1
742 | Sweetwater_Wind_2_LLC_SW2 | 0.0915 | wind |  | wind | 1 | 2005 | OP | N | eGrid | WND | WT | 0.0915 |  |  |  |  | Y |  | WIND | N | Sweetwater_Wind_2_LLC | 1 |  | TRUE | TRUE | TRUE | TRUE | 1 | TRUE | TRUE | TRUE | TRUE | FALSE | TRUE | FALSE |  | FALSE | 712 |  | Sweetwater Wind 2 LLC | SW2 | 56212 | 14703 | TX | WND | 2005 | 91.5 | WT | OP | 0 | N/A | 1
743 | Sweetwater_Wind_3_LLC_SW3 | 0.135 | wind |  | wind | 1 | 2005 | OP | N | eGrid | WND | WT | 0.135 |  |  |  |  | Y |  | WIND | N | Sweetwater_Wind_3_LLC | 1 |  | TRUE | TRUE | TRUE | TRUE | 1 | TRUE | TRUE | TRUE | TRUE | FALSE | TRUE | FALSE |  | FALSE | 713 |  | Sweetwater Wind 3 LLC | SW3 | 56311 | 14704 | TX | WND | 2005 | 135 | WT | OP | 0 | N/A | 1
744 | Sweetwater_Wind_4_LLC_SW4 | 0.241 | wind |  | wind | 1 | 2007 | OP | N | eGrid | WND | WT | 0.241 |  |  |  |  | Y |  | WIND | N | Sweetwater_Wind_4_LLC | 1 |  | TRUE | TRUE | TRUE | TRUE | 1 | TRUE | TRUE | TRUE | TRUE | FALSE | TRUE | FALSE |  | FALSE | 714 |  | Sweetwater Wind 4 LLC | SW4 | 56337 | 14705 | TX | WND | 2007 | 241 | WT | OP | 0 | N/A | 1
745 | Sweetwater_Wind_5_SW5 | 0.0805 | wind |  | wind | 1 | 2007 | OP | N | eGrid | WND | WT | 0.0805 |  |  |  |  | Y |  | WIND | N | Sweetwater_Wind_5 | 1 |  | TRUE | TRUE | TRUE | TRUE | 1 | TRUE | TRUE | TRUE | TRUE | FALSE | TRUE | FALSE |  | FALSE | 715 |  | Sweetwater Wind 5 | SW5 | 56372 | 14706 | TX | WND | 2007 | 80.5 | WT | OP | 0 | N/A | 1
746 | T_H_Wharton_51 | 0.085 | ng | gt | ng_gt | 9.5288 | 1975 | OP | N | eGrid | NG | GT | 0.80995 |  |  | Y | Shrink |  |  |  | Y | T_H_Wharton_GT | 6 |  | TRUE | TRUE | TRUE | TRUE | 1 | TRUE | TRUE | TRUE | FALSE | TRUE | TRUE | TRUE |  | FALSE | 716 |  | T H Wharton | 51 | 3469 | 14718 | TX | NG | 1975 | 85 | GT | OP | 0 | 9528.8074 | 17
747 | T_H_Wharton_52 | 0.085 | ng | gt | ng_gt | 9.5288 | 1975 | OP | N | eGrid | NG | GT | 0.80995 |  |  | Y | Shrink |  |  |  | Y | T_H_Wharton_GT | 6 |  | TRUE | TRUE | TRUE | TRUE | 1 | TRUE | TRUE | TRUE | FALSE | TRUE | TRUE | TRUE |  | FALSE | 717 |  | T H Wharton | 52 | 3469 | 14719 | TX | NG | 1975 | 85 | GT | OP | 0 | 9528.8074 | 17
748 | T_H_Wharton_53 | 0.085 | ng | gt | ng_gt | 9.5288 | 1975 | OP | N | eGrid | NG | GT | 0.80995 |  |  | Y | Shrink |  |  |  | Y | T_H_Wharton_GT | 6 |  | TRUE | TRUE | TRUE | TRUE | 1 | TRUE | TRUE | TRUE | FALSE | TRUE | TRUE | TRUE |  | FALSE | 718 |  | T H Wharton | 53 | 3469 | 14720 | TX | NG | 1975 | 85 | GT | OP | 0 | 9528.8074 | 17
749 | T_H_Wharton_54 | 0.085 | ng | gt | ng_gt | 9.5288 | 1975 | OP | N | eGrid | NG | GT | 0.80995 |  |  | Y | Shrink |  |  |  | Y | T_H_Wharton_GT | 6 |  | TRUE | TRUE | TRUE | TRUE | 1 | TRUE | TRUE | TRUE | FALSE | TRUE | TRUE | TRUE |  | FALSE | 719 |  | T H Wharton | 54 | 3469 | 14721 | TX | NG | 1975 | 85 | GT | OP | 0 | 9528.8074 | 17
750 | T_H_Wharton_55 | 0.085 | ng | gt | ng_gt | 9.5288 | 1975 | OP | N | eGrid | NG | GT | 0.80995 |  |  | Y | Shrink |  |  |  | Y | T_H_Wharton_GT | 6 |  | TRUE | TRUE | TRUE | TRUE | 1 | TRUE | TRUE | TRUE | FALSE | TRUE | TRUE | TRUE |  | FALSE | 720 |  | T H Wharton | 55 | 3469 | 14722 | TX | NG | 1975 | 85 | GT | OP | 0 | 9528.8074 | 17
751 | T_H_Wharton_56 | 0.085 | ng | gt | ng_gt | 9.5288 | 1975 | OP | N | eGrid | NG | GT | 0.80995 |  |  | Y | Shrink |  |  |  | Y | T_H_Wharton_GT | 6 |  | TRUE | TRUE | TRUE | TRUE | 1 | TRUE | TRUE | TRUE | FALSE | TRUE | TRUE | TRUE |  | FALSE | 721 |  | T H Wharton | 56 | 3469 | 14723 | TX | NG | 1975 | 85 | GT | OP | 0 | 9528.8074 | 17
752 | T_H_Wharton_3Combined | 0.3183 | ng | cc | ng_cc | 9.5288 | 1974 | OP | N | Combo | NG | CC | 3.033 |  |  | Y | Shrink |  | Y | CCGT |  | T_H_Wharton_CCGT | 2 |  | TRUE | TRUE | TRUE | TRUE | 1 | TRUE | TRUE | TRUE | FALSE | TRUE | TRUE | TRUE |  | FALSE | 721 | [11 empty] | #N/A | #N/A | #N/A
753 | T_H_Wharton_3 | 0.1131 | ng | cc_st_part | ng_cc_st_part | 9.5288 | 1974 | OP | N | eGrid | NG | CA | 1.0777 |  |  |  |  | Y |  | CCGT | Y | T_H_Wharton_CCGT | 17 |  | TRUE | TRUE | TRUE | TRUE | 1 | TRUE | TRUE | TRUE | TRUE | FALSE | FALSE | TRUE |  | FALSE | 722 |  | T H Wharton | 3 | 3469 | 14708 | TX | NG | 1974 | 113.1 | CA | OP | 0 | 9528.8074 | 17
754 | T_H_Wharton_4Combined | 0.3291 | ng | cc | ng_cc | 9.5288 | 1974 | OP | N | Combo | NG | CC | 3.1359 |  |  | Y | Shrink |  | Y | CCGT |  | T_H_Wharton_CCGT | 2 |  | TRUE | TRUE | TRUE | TRUE | 1 | TRUE | TRUE | TRUE | FALSE | TRUE | TRUE | TRUE |  | FALSE | 722 | [11 empty] | #N/A | #N/A | #N/A
755 | T_H_Wharton_4 | 0.1131 | ng | cc_st_part | ng_cc_st_part | 9.5288 | 1974 | OP | N | eGrid | NG | CA | 1.0777 |  |  |  |  | Y |  | CCGT | Y | T_H_Wharton_CCGT | 17 |  | TRUE | TRUE | TRUE | TRUE | 1 | TRUE | TRUE | TRUE | TRUE | FALSE | FALSE | TRUE |  | FALSE | 723 |  | T H Wharton | 4 | 3469 | 14713 | TX | NG | 1974 | 113.1 | CA | OP | 0 | 9528.8074 | 17
756 | T_H_Wharton_43 | 0.0567 | ng | cc_ct_part | ng_cc_ct_part | 9.5288 | 1974 | OP | N | eGrid | NG | CT | 0.54028 |  |  |  |  | Y |  | CCGT | Y | T_H_Wharton_CCGT | 17 |  | TRUE | TRUE | TRUE | TRUE | 1 | TRUE | TRUE | TRUE | TRUE | FALSE | FALSE | TRUE |  | FALSE | 724 |  | T H Wharton | 43 | 3469 | 14716 | TX | NG | 1974 | 56.7 | CT | OP | 0 | 9528.8074 | 17
757 | T_H_Wharton_44 | 0.0567 | ng | cc_ct_part | ng_cc_ct_part | 9.5288 | 1974 | OP | N | eGrid | NG | CT | 0.54028 |  |  |  |  | Y |  | CCGT | Y | T_H_Wharton_CCGT | 17 |  | TRUE | TRUE | TRUE | TRUE | 1 | TRUE | TRUE | TRUE | TRUE | FALSE | FALSE | TRUE |  | FALSE | 725 |  | T H Wharton | 44 | 3469 | 14717 | TX | NG | 1974 | 56.7 | CT | OP | 0 | 9528.8074 | 17
758 | T_H_Wharton_31 | 0.0513 | ng | cc_ct_part | ng_cc_ct_part | 9.5288 | 1972 | OP | N | eGrid | NG | CT | 0.48883 |  |  |  |  | Y |  | CCGT | Y | T_H_Wharton_CCGT | 17 |  | TRUE | TRUE | TRUE | TRUE | 1 | TRUE | TRUE | TRUE | TRUE | FALSE | FALSE | TRUE |  | FALSE | 726 |  | T H Wharton | 31 | 3469 | 14709 | TX | NG | 1972 | 51.3 | CT | OP | 0 | 9528.8074 | 17
759 | T_H_Wharton_32 | 0.0513 | ng | cc_ct_part | ng_cc_ct_part | 9.5288 | 1972 | OP | N | eGrid | NG | CT | 0.48883 |  |  |  |  | Y |  | CCGT | Y | T_H_Wharton_CCGT | 17 |  | TRUE | TRUE | TRUE | TRUE | 1 | TRUE | TRUE | TRUE | TRUE | FALSE | FALSE | TRUE |  | FALSE | 727 |  | T H Wharton | 32 | 3469 | 14710 | TX | NG | 1972 | 51.3 | CT | OP | 0 | 9528.8074 | 17
760 | T_H_Wharton_33 | 0.0513 | ng | cc_ct_part | ng_cc_ct_part | 9.5288 | 1972 | OP | N | eGrid | NG | CT | 0.48883 |  |  |  |  | Y |  | CCGT | Y | T_H_Wharton_CCGT | 17 |  | TRUE | TRUE | TRUE | TRUE | 1 | TRUE | TRUE | TRUE | TRUE | FALSE | FALSE | TRUE |  | FALSE | 728 |  | T H Wharton | 33 | 3469 | 14711 | TX | NG | 1972 | 51.3 | CT | OP | 0 | 9528.8074 | 17
761 | T_H_Wharton_34 | 0.0513 | ng | cc_ct_part | ng_cc_ct_part | 9.5288 | 1972 | OP | N | eGrid | NG | CT | 0.48883 |  |  |  |  | Y |  | CCGT | Y | T_H_Wharton_CCGT | 17 |  | TRUE | TRUE | TRUE | TRUE | 1 | TRUE | TRUE | TRUE | TRUE | FALSE | FALSE | TRUE |  | FALSE | 729 |  | T H Wharton | 34 | 3469 | 14712 | TX | NG | 1972 | 51.3 | CT | OP | 0 | 9528.8074 | 17
762 | T_H_Wharton_41 | 0.0513 | ng | cc_ct_part | ng_cc_ct_part | 9.5288 | 1972 | OP | N | eGrid | NG | CT | 0.48883 |  |  |  |  | Y |  | CCGT | Y | T_H_Wharton_CCGT | 17 |  | TRUE | TRUE | TRUE | TRUE | 1 | TRUE | TRUE | TRUE | TRUE | FALSE | FALSE | TRUE |  | FALSE | 730 |  | T H Wharton | 41 | 3469 | 14714 | TX | NG | 1972 | 51.3 | CT | OP | 0 | 9528.8074 | 17
763 | T_H_Wharton_42 | 0.0513 | ng | cc_ct_part | ng_cc_ct_part | 9.5288 | 1972 | OP | N | eGrid | NG | CT | 0.48883 |  |  |  |  | Y |  | CCGT | Y | T_H_Wharton_CCGT | 17 |  | TRUE | TRUE | TRUE | TRUE | 1 | TRUE | TRUE | TRUE | TRUE | FALSE | FALSE | TRUE |  | FALSE | 731 |  | T H Wharton | 42 | 3469 | 14715 | TX | NG | 1972 | 51.3 | CT | OP | 0 | 9528.8074 | 17
764 | T_H_Wharton_GT1 | 0.0163 | ng | gt | ng_gt | 9.5288 | 1967 | OP | N | eGrid | NG | GT | 0.15532 | [7 empty] | Y | T_H_Wharton_CCGT | 17 |  | TRUE | TRUE | FALSE | TRUE | 1 | TRUE | TRUE | TRUE | TRUE | TRUE | TRUE | TRUE |  | FALSE | 732 |  | T H Wharton | GT1 | 3469 | 14707 | TX | NG | 1967 | 16.3 | GT | OP | 0 | 9528.8074 | 17
765 | TempleInland_TG | 0.048 | waste | st | waste_st | 1 | 1967 | OP | ? | eGrid | BLQ | ST | 0.048 | [7 empty] | N | TempleInland | Plant unknown |  | FALSE | FALSE | FALSE | TRUE | 1 | FALSE | TRUE | TRUE | TRUE | TRUE | TRUE | TRUE |  | FALSE | 733 |  | TempleInland | TG | 10425 | 14724 | TX | BLQ | 1967 | 48 | ST | OP | Plant unknown | Plant unknown | Plant unknown
766 | Tenaska_Frontier_Generation_Station_Combined | 0.9397 | ng | cc | ng_cc | 6.9011 | 2000 | OP | N | Combo | NG | CC | 6.485 |  |  | Y | Shrink |  | Y | CCGT |  | Tenaska_Frontier_Generation_Station | 1 |  | TRUE | TRUE | TRUE | TRUE | 1 | TRUE | TRUE | TRUE | FALSE | TRUE | TRUE | TRUE |  | FALSE | 733 | [11 empty] | #N/A | #N/A | #N/A
767 | Tenaska_Frontier_Generation_Station_GTG1 | 0.1832 | ng | cc_ct_part | ng_cc_ct_part | 6.9011 | 2000 | OP | N | eGrid | NG | CT | 1.2643 |  |  |  |  | Y |  | CCGT | Y | Tenaska_Frontier_Generation_Station | 4 |  | TRUE | TRUE | TRUE | TRUE | 1 | TRUE | TRUE | TRUE | TRUE | FALSE | FALSE | TRUE |  | FALSE | 734 |  | Tenaska Frontier Generation Station | GTG1 | 55062 | 14725 | TX | NG | 2000 | 183.2 | CT | OP | 0 | 6901.1476 | 4
768 | Tenaska_Frontier_Generation_Station_GTG2 | 0.1832 | ng | cc_ct_part | ng_cc_ct_part | 6.9011 | 2000 | OP | N | eGrid | NG | CT | 1.2643 |  |  |  |  | Y |  | CCGT | Y | Tenaska_Frontier_Generation_Station | 4 |  | TRUE | TRUE | TRUE | TRUE | 1 | TRUE | TRUE | TRUE | TRUE | FALSE | FALSE | TRUE |  | FALSE | 735 |  | Tenaska Frontier Generation Station | GTG2 | 55062 | 14726 | TX | NG | 2000 | 183.2 | CT | OP | 0 | 6901.1476 | 4
769 | Tenaska_Frontier_Generation_Station_GTG3 | 0.1832 | ng | cc_ct_part | ng_cc_ct_part | 6.9011 | 2000 | OP | N | eGrid | NG | CT | 1.2643 |  |  |  |  | Y |  | CCGT | Y | Tenaska_Frontier_Generation_Station | 4 |  | TRUE | TRUE | TRUE | TRUE | 1 | TRUE | TRUE | TRUE | TRUE | FALSE | FALSE | TRUE |  | FALSE | 736 |  | Tenaska Frontier Generation Station | GTG3 | 55062 | 14727 | TX | NG | 2000 | 183.2 | CT | OP | 0 | 6901.1476 | 4
770 | Tenaska_Frontier_Generation_Station_STG1 | 0.3901 | ng | cc_st_part | ng_cc_st_part | 6.9011 | 2000 | OP | N | eGrid | NG | CA | 2.6921 |  |  |  |  | Y |  | CCGT | Y | Tenaska_Frontier_Generation_Station | 4 |  | TRUE | TRUE | TRUE | TRUE | 1 | TRUE | TRUE | TRUE | TRUE | FALSE | FALSE | TRUE |  | FALSE | 737 |  | Tenaska Frontier Generation Station | STG1 | 55062 | 14728 | TX | NG | 2000 | 390.1 | CA | OP | 0 | 6901.1476 | 4
771 | Tenaska_Gateway_Generation_Station_Combined | 0.9396 | ng | cc | ng_cc | 7.4747 | 2001 | OP | N | Combo | NG | CC | 7.0232 |  |  | Y | Shrink |  | Y | CCGT |  | Tenaska_Gateway_Generating_Station | 1 |  | TRUE | TRUE | TRUE | TRUE | 1 | TRUE | TRUE | TRUE | FALSE | TRUE | TRUE | TRUE |  | FALSE | 737 | [11 empty] | #N/A | #N/A | #N/A
772 | Tenaska_Gateway_Generating_Station_GTG1 | 0.1832 | ng | cc_ct_part | ng_cc_ct_part | 7.4747 | 2001 | OP | N | eGrid | NG | CT | 1.3694 |  |  |  |  | Y |  | CCGT | Y | Tenaska_Gateway_Generating_Station | 4 |  | TRUE | TRUE | TRUE | TRUE | 1 | TRUE | TRUE | TRUE | TRUE | FALSE | FALSE | TRUE |  | FALSE | 738 |  | Tenaska Gateway Generating Station | GTG1 | 55132 | 14729 | TX | NG | 2001 | 183.2 | CT | OP | 0 | 7474.6582 | 4
773 | Tenaska_Gateway_Generating_Station_GTG2 | 0.1832 | ng | cc_ct_part | ng_cc_ct_part | 7.4747 | 2001 | OP | N | eGrid | NG | CT | 1.3694 |  |  |  |  | Y |  | CCGT | Y | Tenaska_Gateway_Generating_Station | 4 |  | TRUE | TRUE | TRUE | TRUE | 1 | TRUE | TRUE | TRUE | TRUE | FALSE | FALSE | TRUE |  | FALSE | 739 |  | Tenaska Gateway Generating Station | GTG2 | 55132 | 14730 | TX | NG | 2001 | 183.2 | CT | OP | 0 | 7474.6582 | 4
774 | Tenaska_Gateway_Generating_Station_GTG3 | 0.1832 | ng | cc_ct_part | ng_cc_ct_part | 7.4747 | 2001 | OP | N | eGrid | NG | CT | 1.3694 |  |  |  |  | Y |  | CCGT | Y | Tenaska_Gateway_Generating_Station | 4 |  | TRUE | TRUE | TRUE | TRUE | 1 | TRUE | TRUE | TRUE | TRUE | FALSE | FALSE | TRUE |  | FALSE | 740 |  | Tenaska Gateway Generating Station | GTG3 | 55132 | 14731 | TX | NG | 2001 | 183.2 | CT | OP | 0 | 7474.6582 | 4
775 | Tenaska_Gateway_Generating_Station_STG1 | 0.39 | ng | cc_st_part | ng_cc_st_part | 7.4747 | 2001 | OP | N | eGrid | NG | CA | 2.9151 |  |  |  |  | Y |  | CCGT | Y | Tenaska_Gateway_Generating_Station | 4 |  | TRUE | TRUE | TRUE | TRUE | 1 | TRUE | TRUE | TRUE | TRUE | FALSE | FALSE | TRUE |  | FALSE | 741 |  | Tenaska Gateway Generating Station | STG1 | 55132 | 14732 | TX | NG | 2001 | 390 | CA | OP | 0 | 7474.6582 | 4
776 | Tessman_Road_1 | 0.0014 | waste | ic | waste_ic | 16.3091 | 2003 | OP | N | eGrid | LFG | IC | 0.022833 | [7 empty] | N | Tessman_Road | 6 |  | TRUE | FALSE | FALSE | TRUE | 1 | TRUE | TRUE | TRUE | TRUE | TRUE | TRUE | TRUE |  | FALSE | 742 |  | Tessman Road | 1 | 56113 | 14733 | TX | LFG | 2003 | 1.4 | IC | OP | 0 | 16309.0631 | 6
777 | Tessman_Road_2 | 0.0014 | waste | ic | waste_ic | 16.3091 | 2003 | OP | N | eGrid | LFG | IC | 0.022833 | [7 empty] | N | Tessman_Road | 6 |  | TRUE | FALSE | FALSE | TRUE | 1 | TRUE | TRUE | TRUE | TRUE | TRUE | TRUE | TRUE |  | FALSE | 743 |  | Tessman Road | 2 | 56113 | 14734 | TX | LFG | 2003 | 1.4 | IC | OP | 0 | 16309.0631 | 6
778 | Tessman_Road_3 | 0.0014 | waste | ic | waste_ic | 16.3091 | 2003 | OP | N | eGrid | LFG | IC | 0.022833 | [7 empty] | N | Tessman_Road | 6 |  | TRUE | FALSE | FALSE | TRUE | 1 | TRUE | TRUE | TRUE | TRUE | TRUE | TRUE | TRUE |  | FALSE | 744 |  | Tessman Road | 3 | 56113 | 14735 | TX | LFG | 2003 | 1.4 | IC | OP | 0 | 16309.0631 | 6
779 | Tessman_Road_4 | 0.0014 | waste | ic | waste_ic | 16.3091 | 2003 | OP | N | eGrid | LFG | IC | 0.022833 | [7 empty] | N | Tessman_Road | 6 |  | TRUE | FALSE | FALSE | TRUE | 1 | TRUE | TRUE | TRUE | TRUE | TRUE | TRUE | TRUE |  | FALSE | 745 |  | Tessman Road | 4 | 56113 | 14736 | TX | LFG | 2003 | 1.4 | IC | OP | 0 | 16309.0631 | 6
780 | Tessman_Road_5 | 0.0014 | waste | ic | waste_ic | 16.3091 | 2003 | OP | N | eGrid | LFG | IC | 0.022833 | [7 empty] | N | Tessman_Road | 6 |  | TRUE | FALSE | FALSE | TRUE | 1 | TRUE | TRUE | TRUE | TRUE | TRUE | TRUE | TRUE |  | FALSE | 746 |  | Tessman Road | 5 | 56113 | 14737 | TX | LFG | 2003 | 1.4 | IC | OP | 0 | 16309.0631 | 6
781 | Tessman_Road_6 | 0.0014 | waste | ic | waste_ic | 16.3091 | 2003 | OP | N | eGrid | LFG | IC | 0.022833 | [7 empty] | N | Tessman_Road | 6 |  | TRUE | FALSE | FALSE | TRUE | 1 | TRUE | TRUE | TRUE | TRUE | TRUE | TRUE | TRUE |  | FALSE | 747 |  | Tessman Road | 6 | 56113 | 14738 | TX | LFG | 2003 | 1.4 | IC | OP | 0 | 16309.0631 | 6
782 | Texas_City_Plant_Union_Carbide_GTG | 0.04 | ng | gt | ng_gt | 8.1285 | 1996 | OP | Y | eGrid | NG | GT | 0.32514 | [7 empty] | Y | Texas City Plant Union Carbide | 2 |  | TRUE | TRUE | FALSE | TRUE | 1 | FALSE | TRUE | TRUE | TRUE | TRUE | TRUE | TRUE |  | FALSE | 748 |  | Texas City Plant Union Carbide | GTG | 50153 | 14739 | TX | NG | 1996 | 40 | GT | OP | 1 | 8128.5307 | 2
783 | Texas_City_Plant_Union_Carbide_STG | 0.056 | steam | st | steam_st | 8.1285 | 1996 | OP | Y | eGrid | PUR | ST | 0.4552 | [7 empty] | Y | Texas City Plant Union Carbide | 2 |  | TRUE | FALSE | TRUE | TRUE | 1 | FALSE | TRUE | TRUE | TRUE | TRUE | TRUE | TRUE |  | FALSE | 749 |  | Texas City Plant Union Carbide | STG | 50153 | 14740 | TX | PUR | 1996 | 56 | ST | OP | 1 | 8128.5307 | 2
784 | Texas_City_Power_Plant_GEN1 | 0.141 | ng | cc_st_part | ng_cc_st_part | 5.9954 | 1987 | OP | Y | eGrid | NG | CA | 0.84535 | [7 empty] | Y | Texas City Power Plant | 4 |  | TRUE | TRUE | TRUE | TRUE | 1 | FALSE | TRUE | TRUE | TRUE | TRUE | TRUE | TRUE |  | FALSE | 750 |  | Texas City Power Plant | GEN1 | 52088 | 14741 | TX | NG | 1987 | 141 | CA | OP | 1 | 5995.3699 | 4
785 | Texas_City_Power_Plant_GEN2 | 0.103 | ng | cc_ct_part | ng_cc_ct_part | 5.9954 | 1987 | OP | Y | eGrid | NG | CT | 0.61752 | [7 empty] | Y | Texas City Power Plant | 4 |  | TRUE | TRUE | TRUE | TRUE | 1 | FALSE | TRUE | TRUE | TRUE | TRUE | TRUE | TRUE |  | FALSE | 751 |  | Texas City Power Plant | GEN2 | 52088 | 14742 | TX | NG | 1987 | 103 | CT | OP | 1 | 5995.3699 | 4
786 | Texas_City_Power_Plant_GEN3 | 0.103 | ng | cc_ct_part | ng_cc_ct_part | 5.9954 | 1987 | OP | Y | eGrid | NG | CT | 0.61752 | [7 empty] | Y | Texas City Power Plant | 4 |  | TRUE | TRUE | TRUE | TRUE | 1 | FALSE | TRUE | TRUE | TRUE | TRUE | TRUE | TRUE |  | FALSE | 752 |  | Texas City Power Plant | GEN3 | 52088 | 14743 | TX | NG | 1987 | 103 | CT | OP | 1 | 5995.3699 | 4
787 | Texas_City_Power_Plant_GEN4 | 0.103 | ng | cc_ct_part | ng_cc_ct_part | 5.9954 | 1987 | OP | Y | eGrid | NG | CT | 0.61752 | [7 empty] | Y | Texas City Power Plant | 4 |  | TRUE | TRUE | TRUE | TRUE | 1 | FALSE | TRUE | TRUE | TRUE | TRUE | TRUE | TRUE |  | FALSE | 753 |  | Texas City Power Plant | GEN4 | 52088 | 14744 | TX | NG | 1987 | 103 | CT | OP | 1 | 5995.3699 | 4
788 | Texas_Petrochemicals_TG2 | 0.035 | ng | st | ng_st | 5.5988 | 1972 | OP | Y | eGrid | NG | ST | 0.19596 |  |  | Y |  |  |  |  | N | Texas Petrochemicals | 1 |  | TRUE | TRUE | FALSE | TRUE | 1 | FALSE | TRUE | TRUE | FALSE | TRUE | TRUE | TRUE |  | FALSE | 754 |  | Texas Petrochemicals | TG2 | 50229 | 14745 | TX | NG | 1972 | 35 | ST | OP | 1 | 5598.8468 | 1
789 | Thomas_C_Ferguson_1 | 0.446 | ng | st | ng_st | 10.9938 | 1974 | OP | N | eGrid | NG | ST | 4.9032 |  |  | Y |  |  |  |  | N | Thomas_C_Ferguson | 1 |  | TRUE | TRUE | TRUE | TRUE | 1 | TRUE | TRUE | TRUE | FALSE | TRUE | TRUE | TRUE |  | FALSE | 755 |  | Thomas C Ferguson | 1 | 4937 | 14746 | TX | NG | 1974 | 446 | ST | OP | 0 | 10993.7582 | 1
790 | Toledo_Bend_1 | 0.0405 | water |  | water | 1 | 1969 | OP | ? | eGrid | WAT | HY | 0.0405 | [7 empty] | N | Toledo Bend | Plant unknown |  | FALSE | TRUE | FALSE | TRUE | 1 | FALSE | FALSE | TRUE | TRUE | TRUE | TRUE | TRUE |  | FALSE | 756 |  | Toledo Bend | 1 | 6595 | 14747 | TX | WAT | 1969 | 40.5 | HY | OP | Plant unknown | Plant unknown | Plant unknown
791 | Toledo_Bend_2 | 0.0405 | water |  | water | 1 | 1969 | OP | ? | eGrid | WAT | HY | 0.0405 | [7 empty] | N | Toledo Bend | Plant unknown |  | FALSE | TRUE | FALSE | TRUE | 1 | FALSE | FALSE | TRUE | TRUE | TRUE | TRUE | TRUE |  | FALSE | 757 |  | Toledo Bend | 2 | 6595 | 14748 | TX | WAT | 1969 | 40.5 | HY | OP | Plant unknown | Plant unknown | Plant unknown
792 | Tolk_2 | 0.568 | coal_sub | st | coal_sub_st | 1 | 1985 | OP | ? | eGrid | SUB | ST | 0.568 | [7 empty] | N | Tolk | Plant unknown |  | FALSE | TRUE | TRUE | TRUE | 1 | FALSE | TRUE | TRUE | TRUE | TRUE | TRUE | TRUE |  | FALSE | 758 |  | Tolk | 2 | 6194 | 14750 | TX | SUB | 1985 | 568 | ST | OP | Plant unknown | Plant unknown | Plant unknown
793 | Tolk_1 | 0.568 | coal_sub | st | coal_sub_st | 1 | 1982 | OP | ? | eGrid | SUB | ST | 0.568 | [7 empty] | N | Tolk | Plant unknown |  | FALSE | TRUE | TRUE | TRUE | 1 | FALSE | TRUE | TRUE | TRUE | TRUE | TRUE | TRUE |  | FALSE | 759 |  | Tolk | 1 | 6194 | 14749 | TX | SUB | 1982 | 568 | ST | OP | Plant unknown | Plant unknown | Plant unknown
794 | TP_4_1 | 0.0024 | water |  | water | 1 | 1932 | OP | N | eGrid | WAT | HY | 0.0024 | [7 empty] | N | TP_4 | 1 |  | TRUE | TRUE | FALSE | TRUE | 1 | TRUE | FALSE | TRUE | TRUE | TRUE | TRUE | TRUE |  | FALSE | 760 |  | TP 4 | 1 | 3586 | 14751 | TX | WAT | 1932 | 2.4 | HY | OP | 0 | N/A | 1
795 | Tradinghouse_2 | 0.7992 | ng | st | ng_st | 11.8384 | 1972 | OP | N | eGrid | NG | ST | 9.4612 |  |  | Y |  |  |  |  | N | Tradinghouse | 2 |  | TRUE | TRUE | TRUE | TRUE | 1 | TRUE | TRUE | TRUE | FALSE | TRUE | TRUE | TRUE |  | FALSE | 761 |  | Tradinghouse | 2 | 3506 | 14753 | TX | NG | 1972 | 799.2 | ST | OP | 0 | 11838.3949 | 2
796 | Tradinghouse_1 | 0.5805 | ng | st | ng_st | 11.8384 | 1970 | OP | N | eGrid | NG | ST | 6.8722 |  |  | Y |  |  |  |  | N | Tradinghouse | 2 |  | TRUE | TRUE | TRUE | TRUE | 1 | TRUE | TRUE | TRUE | FALSE | TRUE | TRUE | TRUE |  | FALSE | 762 |  | Tradinghouse | 1 | 3506 | 14752 | TX | NG | 1970 | 580.5 | ST | OP | 0 | 11838.3949 | 2
797 | Trent_Wind_Farm_LP_WTG1 | 0.15 | wind |  | wind | 1 | 2001 | OA | N | eGrid | WND | WT | 0.15 |  |  |  |  | Y |  | WIND | N | Trent_Wind_Farm_LP | 1 |  | TRUE | TRUE | TRUE | TRUE | FALSE | TRUE | TRUE | TRUE | TRUE | FALSE | TRUE | FALSE |  | FALSE | 763 |  | Trent Wind Farm LP | WTG1 | 55968 | 14754 | TX | WND | 2001 | 150 | WT | OA | 0 | N/A | 1
798 | Trinidad_D1 | 0.002 | oil_2 | ic | oil_2_ic | 13.5077 | 1966 | OP | N | eGrid | DFO | IC | 0.027015 | [7 empty] | Y | Trinidad_oil_IC | 2 |  | TRUE | FALSE | FALSE | TRUE | 1 | TRUE | TRUE | TRUE | TRUE | TRUE | TRUE | TRUE |  | FALSE | 764 |  | Trinidad | D1 | 3507 | 14755 | TX | DFO | 1966 | 2 | IC | OP | 0 | 13507.6908 | 3
799 | Trinidad_D2 | 0.002 | oil_2 | ic | oil_2_ic | 13.5077 | 1966 | OP | N | eGrid | DFO | IC | 0.027015 | [7 empty] | Y | Trinidad_oil_IC | 2 |  | TRUE | FALSE | FALSE | TRUE | 1 | TRUE | TRUE | TRUE | TRUE | TRUE | TRUE | TRUE |  | FALSE | 765 |  | Trinidad | D2 | 3507 | 14756 | TX | DFO | 1966 | 2 | IC | OP | 0 | 13507.6908 | 3
800 | Trinidad_6 | 0.2393 | ng | st | ng_st | 13.5077 | 1965 | OP | N | eGrid | NG | ST | 3.2324 |  |  | Y |  |  |  |  | Y | Trinidad_ng_ST | 1 |  | TRUE | TRUE | TRUE | TRUE | 1 | TRUE | TRUE | TRUE | FALSE | TRUE | TRUE | TRUE |  | FALSE | 766 |  | Trinidad | 6 | 3507 | 14757 | TX | NG | 1965 | 239.3 | ST | OP | 0 | 13507.6908 | 3
801 | Twin_Oaks_Power_One_2 | 0.1746 | coal_lig | st | coal_lig_st | 10.8598 | 1991 | OP | N | eGrid | LIG | ST | 1.8961 |  |  | Y | Shrink |  |  |  | N | Twin_Oaks_Power_One | 2 |  | TRUE | TRUE | TRUE | TRUE | 1 | TRUE | TRUE | TRUE | FALSE | TRUE | TRUE | TRUE |  | FALSE | 767 |  | Twin Oaks Power One | 2 | 7030 | 14759 | TX | LIG | 1991 | 174.6 | ST | OP | 0 | 10859.8285 | 2
802 | Twin_Oaks_Power_One_1 | 0.1746 | coal_lig | st | coal_lig_st | 10.8598 | 1990 | OP | N | eGrid | LIG | ST | 1.8961 |  |  | Y | Shrink |  |  |  | N | Twin_Oaks_Power_One | 2 |  | TRUE | TRUE | TRUE | TRUE | 1 | TRUE | TRUE | TRUE | FALSE | TRUE | TRUE | TRUE |  | FALSE | 768 |  | Twin Oaks Power One | 1 | 7030 | 14758 | TX | LIG | 1990 | 174.6 | ST | OP | 0 | 10859.8285 | 2
803 | TXU_Sweetwater_Generating_Plant_GT01 | 0.045 | ng | cc_ct_part | ng_cc_ct_part | 8.3692 | 1989 | OP | Y | eGrid | NG | CT | 0.37661 | [7 empty] | Y | TXU Sweetwater Generating Plant | 4 |  | TRUE | TRUE | FALSE | TRUE | 1 | FALSE | TRUE | TRUE | TRUE | TRUE | TRUE | TRUE |  | FALSE | 769 |  | TXU Sweetwater Generating Plant | GT01 | 50615 | 14760 | TX | NG | 1989 | 45 | CT | OP | 1 | 8369.2003 | 4
804 | TXU_Sweetwater_Generating_Plant_GT02 | 0.099 | ng | cc_ct_part | ng_cc_ct_part | 8.3692 | 1989 | OP | Y | eGrid | NG | CT | 0.82855 | [7 empty] | Y | TXU Sweetwater Generating Plant | 4 |  | TRUE | TRUE | TRUE | TRUE | 1 | FALSE | TRUE | TRUE | TRUE | TRUE | TRUE | TRUE |  | FALSE | 770 |  | TXU Sweetwater Generating Plant | GT02 | 50615 | 14761 | TX | NG | 1989 | 99 | CT | OP | 1 | 8369.2003 | 4
805 | TXU_Sweetwater_Generating_Plant_GT03 | 0.099 | ng | cc_ct_part | ng_cc_ct_part | 8.3692 | 1989 | OP | Y | eGrid | NG | CT | 0.82855 | [7 empty] | Y | TXU Sweetwater Generating Plant | 4 |  | TRUE | TRUE | TRUE | TRUE | 1 | FALSE | TRUE | TRUE | TRUE | TRUE | TRUE | TRUE |  | FALSE | 771 |  | TXU Sweetwater Generating Plant | GT03 | 50615 | 14762 | TX | NG | 1989 | 99 | CT | OP | 1 | 8369.2003 | 4
806 | TXU_Sweetwater_Generating_Plant_STG1 | 0.101 | ng | cc_st_part | ng_cc_st_part | 8.3692 | 1989 | OP | Y | eGrid | NG | CA | 0.84529 | [7 empty] | Y | TXU Sweetwater Generating Plant | 4 |  | TRUE | TRUE | TRUE | TRUE | 1 | FALSE | TRUE | TRUE | TRUE | TRUE | TRUE | TRUE |  | FALSE | 772 |  | TXU Sweetwater Generating Plant | STG1 | 50615 | 14763 | TX | NG | 1989 | 101 | CA | OP | 1 | 8369.2003 | 4
807 | Ty_Cooke_2 | 0.0536 | ng | st | ng_st | 1 | 1978 | OP | ? | eGrid | NG | ST | 0.0536 |  |  | Y |  |  |  |  | Y | Ty Cooke | Plant unknown |  | FALSE | TRUE | TRUE | TRUE | 1 | FALSE | TRUE | TRUE | FALSE | TRUE | TRUE | TRUE |  | FALSE | 773 |  | Ty Cooke | 2 | 3602 | 14768 | TX | NG | 1978 | 53.6 | ST | OP | Plant unknown | Plant unknown | Plant unknown
808 | Ty_Cooke_GT3 | 0.022 | ng | gt | ng_gt | 1 | 1974 | OP | ? | eGrid | NG | GT | 0.022 | [7 empty] | Y | Ty Cooke | Plant unknown |  | FALSE | TRUE | FALSE | TRUE | 1 | FALSE | TRUE | TRUE | TRUE | TRUE | TRUE | TRUE |  | FALSE | 774 |  | Ty Cooke | GT3 | 3602 | 14766 | TX | NG | 1974 | 22 | GT | OP | Plant unknown | Plant unknown | Plant unknown
809 | Ty_Cooke_GT2 | 0.0185 | ng | gt | ng_gt | 1 | 1971 | OP | ? | eGrid | NG | GT | 0.0185 | [7 empty] | Y | Ty Cooke | Plant unknown |  | FALSE | TRUE | FALSE | TRUE | 1 | FALSE | TRUE | TRUE | TRUE | TRUE | TRUE | TRUE |  | FALSE | 775 |  | Ty Cooke | GT2 | 3602 | 14765 | TX | NG | 1971 | 18.5 | GT | OP | Plant unknown | Plant unknown | Plant unknown
810 | Ty_Cooke_1 | 0.044 | ng | st | ng_st | 1 | 1965 | OP | ? | eGrid | NG | ST | 0.044 |  |  | Y |  |  |  |  | Y | Ty Cooke | Plant unknown |  | FALSE | TRUE | FALSE | TRUE | 1 | FALSE | TRUE | TRUE | FALSE | TRUE | TRUE | TRUE |  | FALSE | 776 |  | Ty Cooke | 1 | 3602 | 14767 | TX | NG | 1965 | 44 | ST | OP | Plant unknown | Plant unknown | Plant unknown
811 | Ty_Cooke_GT1 | 0.0125 | ng | gt | ng_gt | 1 | 1964 | OP | ? | eGrid | NG | GT | 0.0125 | [7 empty] | Y | Ty Cooke | Plant unknown |  | FALSE | TRUE | FALSE | TRUE | 1 | FALSE | TRUE | TRUE | TRUE | TRUE | TRUE | TRUE |  | FALSE | 777 |  | Ty Cooke | GT1 | 3602 | 14764 | TX | NG | 1964 | 12.5 | GT | OP | Plant unknown | Plant unknown | Plant unknown
812 | Union_Carbide_Seadrift_Cogen_GE11 | 0.035 | ng | cc_ct_part | ng_cc_ct_part | 9.9922 | 2000 | OP | Y | eGrid | NG | CT | 0.34973 | [7 empty] | Y | Union Carbide Seadrift Cogen | 8 |  | TRUE | TRUE | FALSE | TRUE | 1 | FALSE | TRUE | TRUE | TRUE | TRUE | TRUE | TRUE |  | FALSE | 778 |  | Union Carbide Seadrift Cogen | GE11 | 50150 | 14775 | TX | NG | 2000 | 35 | CT | OP | 1 | 9992.1594 | 8
813 | Union_Carbide_Seadrift_Cogen_GEN5 | 0.015 | ng | cc_st_part | ng_cc_st_part | 9.9922 | 1987 | OP | Y | eGrid | NG | CA | 0.14988 | [7 empty] | Y | Union Carbide Seadrift Cogen | 8 |  | TRUE | TRUE | FALSE | TRUE | 1 | FALSE | TRUE | TRUE | TRUE | TRUE | TRUE | TRUE |  | FALSE | 779 |  | Union Carbide Seadrift Cogen | GEN5 | 50150 | 14769 | TX | NG | 1987 | 15 | CA | OP | 1 | 9992.1594 | 8
814 | Union_Carbide_Seadrift_Cogen_GEN7 | 0.006 | ng | cc_st_part | ng_cc_st_part | 9.9922 | 1987 | OP | Y | eGrid | NG | CA | 0.059953 | [7 empty] | Y | Union Carbide Seadrift Cogen | 8 |  | TRUE | TRUE | FALSE | TRUE | 1 | FALSE | TRUE | TRUE | TRUE | TRUE | TRUE | TRUE |  | FALSE | 780 |  | Union Carbide Seadrift Cogen | GEN7 | 50150 | 14771 | TX | NG | 1987 | 6 | CA | OP | 1 | 9992.1594 | 8
815 | Union_Carbide_Seadrift_Cogen_GEN6 | 0.035 | ng | cc_ct_part | ng_cc_ct_part | 9.9922 | 1987 | OP | Y | eGrid | NG | CT | 0.34973 | [7 empty] | Y | Union Carbide Seadrift Cogen | 8 |  | TRUE | TRUE | FALSE | TRUE | 1 | FALSE | TRUE | TRUE | TRUE | TRUE | TRUE | TRUE |  | FALSE | 781 |  | Union Carbide Seadrift Cogen | GEN6 | 50150 | 14770 | TX | NG | 1987 | 35 | CT | OP | 1 | 9992.1594 | 8
816 | Union_Carbide_Seadrift_Cogen_GEN8 | 0.035 | ng | cc_ct_part | ng_cc_ct_part | 9.9922 | 1987 | OP | Y | eGrid | NG | CT | 0.34973 | [7 empty] | Y | Union Carbide Seadrift Cogen | 8 |  | TRUE | TRUE | FALSE | TRUE | 1 | FALSE | TRUE | TRUE | TRUE | TRUE | TRUE | TRUE |  | FALSE | 782 |  | Union Carbide Seadrift Cogen | GEN8 | 50150 | 14772 | TX | NG | 1987 | 35 | CT | OP | 1 | 9992.1594 | 8
817 | Union_Carbide_Seadrift_Cogen_GEN9 | 0.015 | ng | cc_st_part | ng_cc_st_part | 9.9922 | 1987 | OP | Y | eGrid | NG | CA | 0.14988 | [7 empty] | Y | Union Carbide Seadrift Cogen | 8 |  | TRUE | TRUE | FALSE | TRUE | 1 | FALSE | TRUE | TRUE | TRUE | TRUE | TRUE | TRUE |  | FALSE | 783 |  | Union Carbide Seadrift Cogen | GEN9 | 50150 | 14773 | TX | NG | 1987 | 15 | CA | OP | 1 | 9992.1594 | 8
818 | Union_Carbide_Seadrift_Cogen_IGT | 0.012 | ng | cc_ct_part | ng_cc_ct_part | 9.9922 | 1969 | OS | Y | eGrid | NG | CT | 0.11991 | [7 empty] | Y | Union Carbide Seadrift Cogen | 8 |  | TRUE | TRUE | FALSE | TRUE | 6 | FALSE | TRUE | TRUE | TRUE | TRUE | TRUE | TRUE |  | FALSE | 784 |  | Union Carbide Seadrift Cogen | IGT | 50150 | 14776 | TX | NG | 1969 | 12 | CT | OS | 1 | 9992.1594 | 8
819 | Union_Carbide_Seadrift_Cogen_GE10 | 0.015 | ng | cc_st_part | ng_cc_st_part | 9.9922 | 1964 | OS | Y | eGrid | NG | CA | 0.14988 | [7 empty] | Y | Union Carbide Seadrift Cogen | 8 |  | TRUE | TRUE | FALSE | TRUE | 6 | FALSE | TRUE | TRUE | TRUE | TRUE | TRUE | TRUE |  | FALSE | 785 |  | Union Carbide Seadrift Cogen | GE10 | 50150 | 14774 | TX | NG | 1964 | 15 | CA | OS | 1 | 9992.1594 | 8
820 | University_of_Texas_at_Dallas_GEN1 | 0.0035 | ng | ic | ng_ic | 0 | 1980 | SB | Y | eGrid | NG | IC | 0 | [7 empty] | N | University of Texas at Dallas | 1 |  | TRUE | TRUE | FALSE | TRUE | 9 | FALSE | TRUE | TRUE | TRUE | TRUE | TRUE | TRUE |  | FALSE | 786 |  | University of Texas at Dallas | GEN1 | 54607 | 14777 | TX | NG | 1980 | 3.5 | IC | SB | 1 | 0 | 1
821 | University_of_Texas_at_San_Antonio_GEN1 | 0.0034 | ng | ic | ng_ic | -5.7358 | 1980 | OP | Y | eGrid | NG | IC | -0.019502 | Y | [6 empty] | N | University of Texas at San Antonio | 1 |  | TRUE | TRUE | FALSE | TRUE | 1 | FALSE | TRUE | FALSE | TRUE | TRUE | TRUE | TRUE |  | FALSE | 787 |  | University of Texas at San Antonio | GEN1 | 54606 | 14778 | TX | NG | 1980 | 3.4 | IC | OP | 1 | -5735.8045 | 1
822 | V_H_Braunig_3 | 0.417 | ng | st | ng_st | 11.1607 | 1970 | OP | N | eGrid | NG | ST | 4.654 |  |  | Y |  |  |  |  | N | V_H_Braunig | 3 |  | TRUE | TRUE | TRUE | TRUE | 1 | TRUE | TRUE | TRUE | FALSE | TRUE | TRUE | TRUE |  | FALSE | 788 |  | V H Braunig | 3 | 3612 | 14781 | TX | NG | 1970 | 417 | ST | OP | 0 | 11160.7018 | 3
823 | V_H_Braunig_2 | 0.252 | ng | st | ng_st | 11.1607 | 1968 | OP | N | eGrid | NG | ST | 2.8125 |  |  | Y |  |  |  |  | N | V_H_Braunig | 3 |  | TRUE | TRUE | TRUE | TRUE | 1 | TRUE | TRUE | TRUE | FALSE | TRUE | TRUE | TRUE |  | FALSE | 789 |  | V H Braunig | 2 | 3612 | 14780 | TX | NG | 1968 | 252 | ST | OP | 0 | 11160.7018 | 3
824 | V_H_Braunig_1 | 0.225 | ng | st | ng_st | 11.1607 | 1966 | OP | N | eGrid | NG | ST | 2.5112 |  |  | Y |  |  |  |  | N | V_H_Braunig | 3 |  | TRUE | TRUE | TRUE | TRUE | 1 | TRUE | TRUE | TRUE | FALSE | TRUE | TRUE | TRUE |  | FALSE | 790 |  | V H Braunig | 1 | 3612 | 14779 | TX | NG | 1966 | 225 | ST | OP | 0 | 11160.7018 | 3
825 | Valero_Refinery_Corpus_Christi_East_GEN1 | 0.02 | ng | gt | ng_gt | 5.3443 | 1984 | OP | Y | eGrid | NG | GT | 0.10689 | [7 empty] | N | Valero Refinery Corpus Christi East | 2 |  | TRUE | TRUE | FALSE | TRUE | 1 | FALSE | TRUE | TRUE | TRUE | TRUE | TRUE | TRUE |  | FALSE | 791 |  | Valero Refinery Corpus Christi East | GEN1 | 10203 | 14782 | TX | NG | 1984 | 20 | GT | OP | 1 | 5344.3135 | 2
826 | Valero_Refinery_Corpus_Christi_East_GEN2 | 0.02 | ng | gt | ng_gt | 5.3443 | 1984 | OP | Y | eGrid | NG | GT | 0.10689 | [7 empty] | N | Valero Refinery Corpus Christi East | 2 |  | TRUE | TRUE | FALSE | TRUE | 1 | FALSE | TRUE | TRUE | TRUE | TRUE | TRUE | TRUE |  | FALSE | 792 |  | Valero Refinery Corpus Christi East | GEN2 | 10203 | 14783 | TX | NG | 1984 | 20 | GT | OP | 1 | 5344.3135 | 2
827 | Valero_Refinery_Corpus_Christi_West_PRU | 0.012 | oil_coke | gt | oil_coke_gt | 15.1357 | 1983 | OP | Y | eGrid | PC | OT | 0.18163 | [7 empty] | Y | Valero Refinery Corpus Christi West | 4 |  | TRUE | FALSE | FALSE | TRUE | 1 | FALSE | TRUE | TRUE | TRUE | TRUE | TRUE | TRUE |  | FALSE | 793 |  | Valero Refinery Corpus Christi West | PRU | 50121 | 14784 | TX | PC | 1983 | 12 | OT | OP | 1 | 15135.7355 | 4
828 | Valero_Refinery_Corpus_Christi_West_TG1 | 0.0286 | waste | st | waste_st | 15.1357 | 1983 | OP | Y | eGrid | OG | ST | 0.43288 | [7 empty] | Y | Valero Refinery Corpus Christi West | 4 |  | TRUE | FALSE | FALSE | TRUE | 1 | FALSE | TRUE | TRUE | TRUE | TRUE | TRUE | TRUE |  | FALSE | 794 |  | Valero Refinery Corpus Christi West | TG1 | 50121 | 14785 | TX | OG | 1983 | 28.6 | ST | OP | 1 | 15135.7355 | 4
829 | Valero_Refinery_Corpus_Christi_West_TG2 | 0.0286 | waste | st | waste_st | 15.1357 | 1983 | OP | Y | eGrid | OG | ST | 0.43288 | [7 empty] | Y | Valero Refinery Corpus Christi West | 4 |  | TRUE | FALSE | FALSE | TRUE | 1 | FALSE | TRUE | TRUE | TRUE | TRUE | TRUE | TRUE |  | FALSE | 795 |  | Valero Refinery Corpus Christi West | TG2 | 50121 | 14786 | TX | OG | 1983 | 28.6 | ST | OP | 1 | 15135.7355 | 4
830 | Valero_Refinery_Corpus_Christi_West_TG3 | 0.0075 | waste | st | waste_st | 15.1357 | 1986 | OS | Y | eGrid | OG | ST | 0.11352 | [7 empty] | Y | Valero Refinery Corpus Christi West | 4 |  | TRUE | FALSE | FALSE | TRUE | 6 | FALSE | TRUE | TRUE | TRUE | TRUE | TRUE | TRUE |  | FALSE | 796 |  | Valero Refinery Corpus Christi West | TG3 | 50121 | 14787 | TX | OG | 1986 | 7.5 | ST | OS | 1 | 15135.7355 | 4
831 | Valley_3 | 0.396 | ng | st | ng_st | 13.664 | 1971 | OP | N | eGrid | NG | ST | 5.4109 |  |  | Y |  |  |  |  | N | Valley | 3 |  | TRUE | TRUE | TRUE | TRUE | 1 | TRUE | TRUE | TRUE | FALSE | TRUE | TRUE | TRUE |  | FALSE | 797 |  | Valley | 3 | 3508 | 14790 | TX | NG | 1971 | 396 | ST | OP | 0 | 13663.9957 | 3
832 | Valley_2 | 0.5805 | ng | st | ng_st | 13.664 | 1967 | OP | N | eGrid | NG | ST | 7.9319 |  |  | Y |  |  |  |  | N | Valley | 3 |  | TRUE | TRUE | TRUE | TRUE | 1 | TRUE | TRUE | TRUE | FALSE | TRUE | TRUE | TRUE |  | FALSE | 798 |  | Valley | 2 | 3508 | 14789 | TX | NG | 1967 | 580.5 | ST | OP | 0 | 13663.9957 | 3
833 | Valley_1 | 0.1989 | ng | st | ng_st | 13.664 | 1962 | OP | N | eGrid | NG | ST | 2.7178 |  |  | Y |  |  |  |  | N | Valley | 3 |  | TRUE | TRUE | TRUE | TRUE | 1 | TRUE | TRUE | TRUE | FALSE | TRUE | TRUE | TRUE |  | FALSE | 799 |  | Valley | 1 | 3508 | 14788 | TX | NG | 1962 | 198.9 | ST | OP | 0 | 13663.9957 | 3
834 | Victoria_Texas_Plant_GEN1 | 0.1024 | ng | gt | ng_gt | 7.7739 | 1987 | OP | Y | eGrid | NG | GT | 0.79604 | [7 empty] | N | Victoria Texas Plant | 1 |  | TRUE | TRUE | TRUE | TRUE | 1 | FALSE | TRUE | TRUE | TRUE | TRUE | TRUE | TRUE |  | FALSE | 800 |  | Victoria Texas Plant | GEN1 | 10790 | 14791 | TX | NG | 1987 | 102.4 | GT | OP | 1 | 7773.855 | 1
835 | Village_Creek_Wastewater_Treatment_Plant_SDI | 0.0009 | ng | ic | ng_ic | 10.1412 | 1994 | SB | Y | eGrid | NG | IC | 0.0091271 | [7 empty] | Y | Village Creek Wastewater Treatment Plant | 4 |  | TRUE | TRUE | FALSE | TRUE | 9 | FALSE | TRUE | TRUE | TRUE | TRUE | TRUE | TRUE |  | FALSE | 801 |  | Village Creek Wastewater Treatment Plant | SDI | 54520 | 14792 | TX | NG | 1994 | 0.9 | IC | SB | 1 | 10141.1756 | 4
836 | Village_Creek_Wastewater_Treatment_Plant_SD2 | 0.0009 | ng | ic | ng_ic | 10.1412 | 1994 | SB | Y | eGrid | NG | IC | 0.0091271 | [7 empty] | Y | Village Creek Wastewater Treatment Plant | 4 |  | TRUE | TRUE | FALSE | TRUE | 9 | FALSE | TRUE | TRUE | TRUE | TRUE | TRUE | TRUE |  | FALSE | 802 |  | Village Creek Wastewater Treatment Plant | SD2 | 54520 | 14793 | TX | NG | 1994 | 0.9 | IC | SB | 1 | 10141.1756 | 4
837 | Village_Creek_Wastewater_Treatment_Plant_TG1 | 0.0053 | bio | gt | bio_gt | 10.1412 | 2001 | OP | Y | eGrid | DG | GT | 0.053748 | [7 empty] | Y | Village Creek Wastewater Treatment Plant | 4 |  | TRUE | FALSE | FALSE | TRUE | 1 | FALSE | TRUE | TRUE | TRUE | TRUE | TRUE | TRUE |  | FALSE | 803 |  | Village Creek Wastewater Treatment Plant | TG1 | 54520 | 14794 | TX | DG | 2001 | 5.3 | GT | OP | 1 | 10141.1756 | 4
838 | Village_Creek_Wastewater_Treatment_Plant_TG2 | 0.0053 | bio | gt | bio_gt | 10.1412 | 2001 | OP | Y | eGrid | DG | GT | 0.053748 | [7 empty] | Y | Village Creek Wastewater Treatment Plant | 4 |  | TRUE | FALSE | FALSE | TRUE | 1 | FALSE | TRUE | TRUE | TRUE | TRUE | TRUE | TRUE |  | FALSE | 804 |  | Village Creek Wastewater Treatment Plant | TG2 | 54520 | 14795 | TX | DG | 2001 | 5.3 | GT | OP | 1 | 10141.1756 | 4
839 | W_A_Parish_8 | 0.6146 | coal_sub | st | coal_sub_st | 10.3822 | 1982 | OP | N | eGrid | SUB | ST | 6.3809 |  |  | Y | Shrink |  |  |  | Y | W_A_Parish_Coal | 4 |  | TRUE | TRUE | TRUE | TRUE | 1 | TRUE | TRUE | TRUE | FALSE | TRUE | TRUE | TRUE |  | FALSE | 805 |  | W A Parish | 8 | 3470 | 14804 | TX | SUB | 1982 | 614.6 | ST | OP | 0 | 10382.2435 | 9
840 | W_A_Parish_7 | 0.6146 | coal_sub | st | coal_sub_st | 10.3822 | 1980 | OP | N | eGrid | SUB | ST | 6.3809 |  |  | Y | Shrink |  |  |  | Y | W_A_Parish_Coal | 4 |  | TRUE | TRUE | TRUE | TRUE | 1 | TRUE | TRUE | TRUE | FALSE | TRUE | TRUE | TRUE |  | FALSE | 806 |  | W A Parish | 7 | 3470 | 14803 | TX | SUB | 1980 | 614.6 | ST | OP | 0 | 10382.2435 | 9
841 | W_A_Parish_6 | 0.7341 | coal_sub | st | coal_sub_st | 10.3822 | 1978 | OP | N | eGrid | SUB | ST | 7.6216 |  |  | Y | Shrink |  |  |  | Y | W_A_Parish_Coal | 4 |  | TRUE | TRUE | TRUE | TRUE | 1 | TRUE | TRUE | TRUE | FALSE | TRUE | TRUE | TRUE |  | FALSE | 807 |  | W A Parish | 6 | 3470 | 14802 | TX | SUB | 1978 | 734.1 | ST | OP | 0 | 10382.2435 | 9
842 | W_A_Parish_5 | 0.7341 | coal_sub | st | coal_sub_st | 10.3822 | 1977 | OP | N | eGrid | SUB | ST | 7.6216 |  |  | Y | Shrink |  |  |  | Y | W_A_Parish_Coal | 4 |  | TRUE | TRUE | TRUE | TRUE | 1 | TRUE | TRUE | TRUE | FALSE | TRUE | TRUE | TRUE |  | FALSE | 808 |  | W A Parish | 5 | 3470 | 14801 | TX | SUB | 1977 | 734.1 | ST | OP | 0 | 10382.2435 | 9
843 | W_A_Parish_4 | 0.5805 | ng | st | ng_st | 10.3822 | 1968 | OP | N | eGrid | NG | ST | 6.0269 |  |  | Y |  |  |  |  | Y | W_A_Parish_ng_ST | 4 |  | TRUE | TRUE | TRUE | TRUE | 1 | TRUE | TRUE | TRUE | FALSE | TRUE | TRUE | TRUE |  | FALSE | 809 |  | W A Parish | 4 | 3470 | 14800 | TX | NG | 1968 | 580.5 | ST | OP | 0 | 10382.2435 | 9
844 | W_A_Parish_GT1 | 0.0163 | ng | gt | ng_gt | 10.3822 | 1967 | OP | N | eGrid | NG | GT | 0.16923 | [7 empty] | Y | W_A_Parish_ng_GT | 1 |  | TRUE | TRUE | FALSE | TRUE | 1 | TRUE | TRUE | TRUE | TRUE | TRUE | TRUE | TRUE |  | FALSE | 810 |  | W A Parish | GT1 | 3470 | 14796 | TX | NG | 1967 | 16.3 | GT | OP | 0 | 10382.2435 | 9
845 | W_A_Parish_3 | 0.2992 | ng | st | ng_st | 10.3822 | 1961 | OP | N | eGrid | NG | ST | 3.1064 |  |  | Y |  |  |  |  | Y | W_A_Parish_ng_ST | 4 |  | TRUE | TRUE | TRUE | TRUE | 1 | TRUE | TRUE | TRUE | FALSE | TRUE | TRUE | TRUE |  | FALSE | 811 |  | W A Parish | 3 | 3470 | 14799 | TX | NG | 1961 | 299.2 | ST | OP | 0 | 10382.2435 | 9
846 | W_A_Parish_1 | 0.1878 | ng | st | ng_st | 10.3822 | 1958 | OP | N | eGrid | NG | ST | 1.9498 |  |  | Y |  |  |  |  | Y | W_A_Parish_ng_ST | 4 |  | TRUE | TRUE | TRUE | TRUE | 1 | TRUE | TRUE | TRUE | FALSE | TRUE | TRUE | TRUE |  | FALSE | 812 |  | W A Parish | 1 | 3470 | 14797 | TX | NG | 1958 | 187.8 | ST | OP | 0 | 10382.2435 | 9
847 | W_A_Parish_2 | 0.1878 | ng | st | ng_st | 10.3822 | 1958 | OP | N | eGrid | NG | ST | 1.9498 |  |  | Y |  |  |  |  | Y | W_A_Parish_ng_ST | 4 |  | TRUE | TRUE | TRUE | TRUE | 1 | TRUE | TRUE | TRUE | FALSE | TRUE | TRUE | TRUE |  | FALSE | 813 |  | W A Parish | 2 | 3470 | 14798 | TX | NG | 1958 | 187.8 | ST | OP | 0 | 10382.2435 | 9
848 | W_B_Tuttle_4 | 0.1917 | ng | st | ng_st | 17.474 | 1963 | OP | N | eGrid | NG | ST | 3.3498 |  |  | Y |  |  |  |  | N | W_B_Tuttle | 4 |  | TRUE | TRUE | TRUE | TRUE | 1 | TRUE | TRUE | TRUE | FALSE | TRUE | TRUE | TRUE |  | FALSE | 814 |  | W B Tuttle | 4 | 3613 | 14808 | TX | NG | 1963 | 191.7 | ST | OP | 0 | 17473.9501 | 4
849 | W_B_Tuttle_3 | 0.1136 | ng | st | ng_st | 17.474 | 1961 | OP | N | eGrid | NG | ST | 1.985 |  |  | Y |  |  |  |  | N | W_B_Tuttle | 4 |  | TRUE | TRUE | TRUE | TRUE | 1 | TRUE | TRUE | TRUE | FALSE | TRUE | TRUE | TRUE |  | FALSE | 815 |  | W B Tuttle | 3 | 3613 | 14807 | TX | NG | 1961 | 113.6 | ST | OP | 0 | 17473.9501 | 4
850 | W_B_Tuttle_2 | 0.1136 | ng | st | ng_st | 17.474 | 1956 | RE | N | eGrid | NG | ST | 1.985 |  |  | Y |  |  |  |  | N | W_B_Tuttle | 4 |  | TRUE | TRUE | TRUE | TRUE | FALSE | TRUE | TRUE | TRUE | FALSE | TRUE | TRUE | TRUE |  | FALSE | 816 |  | W B Tuttle | 2 | 3613 | 14806 | TX | NG | 1956 | 113.6 | ST | RE | 0 | 17473.9501 | 4
851 | W_B_Tuttle_1 | 0.075 | ng | st | ng_st | 17.474 | 1954 | OP | N | eGrid | NG | ST | 1.3105 |  |  | Y |  |  |  |  | N | W_B_Tuttle | 4 |  | TRUE | TRUE | TRUE | TRUE | 1 | TRUE | TRUE | TRUE | FALSE | TRUE | TRUE | TRUE |  | FALSE | 817 |  | W B Tuttle | 1 | 3613 | 14805 | TX | NG | 1954 | 75 | ST | OP | 0 | 17473.9501 | 4
852 | Wasson_CO2_Removal_Plant_GEN1 | 0.0234 | ng | gt | ng_gt | 1 | 1988 | OP | ? | eGrid | NG | GT | 0.0234 | [7 empty] | N | Wasson CO2 Removal Plant | Plant unknown |  | FALSE | TRUE | FALSE | TRUE | 1 | FALSE | TRUE | TRUE | TRUE | TRUE | TRUE | TRUE |  | FALSE | 818 |  | Wasson CO2 Removal Plant | GEN1 | 52122 | 14809 | TX | NG | 1988 | 23.4 | GT | OP | Plant unknown | Plant unknown | Plant unknown
853 | Welsh_3 | 0.558 | coal_sub | st | coal_sub_st | 1 | 1982 | OP | ? | eGrid | SUB | ST | 0.558 | [7 empty] | N | Welsh | Plant unknown |  | FALSE | TRUE | TRUE | TRUE | 1 | FALSE | TRUE | TRUE | TRUE | TRUE | TRUE | TRUE |  | FALSE | 819 |  | Welsh | 3 | 6139 | 14812 | TX | SUB | 1982 | 558 | ST | OP | Plant unknown | Plant unknown | Plant unknown
854 | Welsh_2 | 0.558 | coal_sub | st | coal_sub_st | 1 | 1980 | OP | ? | eGrid | SUB | ST | 0.558 | [7 empty] | N | Welsh | Plant unknown |  | FALSE | TRUE | TRUE | TRUE | 1 | FALSE | TRUE | TRUE | TRUE | TRUE | TRUE | TRUE |  | FALSE | 820 |  | Welsh | 2 | 6139 | 14811 | TX | SUB | 1980 | 558 | ST | OP | Plant unknown | Plant unknown | Plant unknown
855 | Welsh_1 | 0.558 | coal_sub | st | coal_sub_st | 1 | 1977 | OP | ? | eGrid | SUB | ST | 0.558 | [7 empty] | N | Welsh | Plant unknown |  | FALSE | TRUE | TRUE | TRUE | 1 | FALSE | TRUE | TRUE | TRUE | TRUE | TRUE | TRUE |  | FALSE | 821 |  | Welsh | 1 | 6139 | 14810 | TX | SUB | 1977 | 558 | ST | OP | Plant unknown | Plant unknown | Plant unknown
856 | West_Texas_Renewables_LLC_1 | 0.007 | wind |  | wind | 1 | 1999 | OP | N | eGrid | WND | WT | 0.007 |  |  |  |  | Y |  | WIND | N | West_Texas_Renewables_LLC | 1 |  | TRUE | TRUE | FALSE | TRUE | 1 | TRUE | TRUE | TRUE | TRUE | FALSE | TRUE | FALSE |  | FALSE | 822 |  | West Texas Renewables LLC | 1 | 56402 | 14813 | TX | WND | 1999 | 7 | WT | OP | 0 | N/A | 1
857 | West_Texas_Wind_Energy_LLC_01 | 0.075 | wind |  | wind | 1 | 1999 | OP | N | eGrid | WND | WT | 0.075 |  |  |  |  | Y |  | WIND | N | West_Texas_Wind_Energy_LLC | 1 |  | TRUE | TRUE | TRUE | TRUE | 1 | TRUE | TRUE | TRUE | TRUE | FALSE | TRUE | FALSE |  | FALSE | 823 |  | West Texas Wind Energy LLC | 01 | 55367 | 14814 | TX | WND | 1999 | 75 | WT | OP | 0 | N/A | 1
858 | West_Texas_Windplant_WIND | 0.0336 | wind |  | wind | 1 | 1995 | OP | N | eGrid | WND | WT | 0.0336 |  |  |  |  | Y |  | WIND | N | West_Texas_Windplant | 1 |  | TRUE | TRUE | FALSE | TRUE | 1 | TRUE | TRUE | TRUE | TRUE | FALSE | TRUE | FALSE |  | FALSE | 824 |  | West Texas Windplant | WIND | 54966 | 14815 | TX | WND | 1995 | 33.6 | WT | OP | 0 | N/A | 1
859 | Westhollow_Technology_Center_1 | 0.0037 | ng | gt | ng_gt | 0.933 | 1988 | OP | Y | eGrid | NG | GT | 0.0034521 | [7 empty] | N | Westhollow Technology Center | 1 |  | TRUE | TRUE | FALSE | TRUE | 1 | FALSE | TRUE | TRUE | TRUE | TRUE | TRUE | TRUE |  | FALSE | 825 |  | Westhollow Technology Center | 1 | 54330 | 14816 | TX | NG | 1988 | 3.7 | GT | OP | 1 | 933 | 1
860 | Whirlwind_Energy_Center_WEC | 0.0598 | wind |  | wind | 1 | 2007 | OP | N | eGrid | WND | WT | 0.0598 |  |  |  |  | Y |  | WIND | N | Whirlwind_Energy_Center | 1 |  | TRUE | TRUE | TRUE | TRUE | 1 | TRUE | TRUE | TRUE | TRUE | FALSE | TRUE | FALSE |  | FALSE | 826 |  | Whirlwind Energy Center | WEC | 56673 | 14817 | TX | WND | 2007 | 59.8 | WT | OP | 0 | N/A | 1
861 | Whitney_1 | 0.015 | water |  | water | 1 | 1953 | OP | N | eGrid | WAT | HY | 0.015 | [7 empty] | N | Whitney | 2 |  | TRUE | TRUE | FALSE | TRUE | 1 | TRUE | FALSE | TRUE | TRUE | TRUE | TRUE | TRUE |  | FALSE | 827 |  | Whitney | 1 | 6414 | 14818 | TX | WAT | 1953 | 15 | HY | OP | 0 | N/A | 2
862 | Whitney_2 | 0.015 | water |  | water | 1 | 1953 | OP | N | eGrid | WAT | HY | 0.015 | [7 empty] | N | Whitney | 2 |  | TRUE | TRUE | FALSE | TRUE | 1 | TRUE | FALSE | TRUE | TRUE | TRUE | TRUE | TRUE |  | FALSE | 828 |  | Whitney | 2 | 6414 | 14819 | TX | WAT | 1953 | 15 | HY | OP | 0 | N/A | 2
863 | Wildorado_Wind_Ranch_1 | 0.161 | wind |  | wind | 1 | 2007 | OP | ? | eGrid | WND | WT | 0.161 | [7 empty] | N | Wildorado Wind Ranch | Plant unknown |  | FALSE | TRUE | TRUE | TRUE | 1 | FALSE | TRUE | TRUE | TRUE | TRUE | TRUE | TRUE |  | FALSE | 829 |  | Wildorado Wind Ranch | 1 | 56432 | 14820 | TX | WND | 2007 | 161 | WT | OP | Plant unknown | Plant unknown | Plant unknown
864 | Wilkes_3 | 0.351 | ng | st | ng_st | 1 | 1971 | OP | ? | eGrid | NG | ST | 0.351 |  |  | Y |  |  |  |  | N | Wilkes | Plant unknown |  | FALSE | TRUE | TRUE | TRUE | 1 | FALSE | TRUE | TRUE | FALSE | TRUE | TRUE | TRUE |  | FALSE | 830 |  | Wilkes | 3 | 3478 | 14823 | TX | NG | 1971 | 351 | ST | OP | Plant unknown | Plant unknown | Plant unknown
865 | Wilkes_2 | 0.351 | ng | st | ng_st | 1 | 1970 | OP | ? | eGrid | NG | ST | 0.351 |  |  | Y |  |  |  |  | N | Wilkes | Plant unknown |  | FALSE | TRUE | TRUE | TRUE | 1 | FALSE | TRUE | TRUE | FALSE | TRUE | TRUE | TRUE |  | FALSE | 831 |  | Wilkes | 2 | 3478 | 14822 | TX | NG | 1970 | 351 | ST | OP | Plant unknown | Plant unknown | Plant unknown
866 | Wilkes_1 | 0.18 | ng | st | ng_st | 1 | 1964 | OP | ? | eGrid | NG | ST | 0.18 |  |  | Y |  |  |  |  | N | Wilkes | Plant unknown |  | FALSE | TRUE | TRUE | TRUE | 1 | FALSE | TRUE | TRUE | FALSE | TRUE | TRUE | TRUE |  | FALSE | 832 |  | Wilkes | 1 | 3478 | 14821 | TX | NG | 1964 | 180 | ST | OP | Plant unknown | Plant unknown | Plant unknown
867 | Wise_County_Power_LP_Combined | 0.746 | ng | cc | ng_cc | 7.6095 | 2004 | OP | N | Combo | NG | CC | 5.6767 |  |  | Y | Shrink |  | Y | CCGT |  | Wise_County_Power_LP | 1 |  | TRUE | TRUE | TRUE | TRUE | 1 | TRUE | TRUE | TRUE | FALSE | TRUE | TRUE | TRUE |  | FALSE | 832 | [11 empty] | #N/A | #N/A | #N/A
868 | Wise_County_Power_LP_GT1 | 0.242 | ng | cc_ct_part | ng_cc_ct_part | 7.6095 | 2004 | OP | N | eGrid | NG | CT | 1.8415 |  |  |  |  | Y |  | CCGT | Y | Wise_County_Power_LP | 3 |  | TRUE | TRUE | TRUE | TRUE | 1 | TRUE | TRUE | TRUE | TRUE | FALSE | FALSE | TRUE |  | FALSE | 833 |  | Wise County Power LP | GT1 | 55320 | 14824 | TX | NG | 2004 | 242 | CT | OP | 0 | 7609.4832 | 3
869 | Wise_County_Power_LP_GT2 | 0.242 | ng | cc_ct_part | ng_cc_ct_part | 7.6095 | 2004 | OP | N | eGrid | NG | CT | 1.8415 |  |  |  |  | Y |  | CCGT | Y | Wise_County_Power_LP | 3 |  | TRUE | TRUE | TRUE | TRUE | 1 | TRUE | TRUE | TRUE | TRUE | FALSE | FALSE | TRUE |  | FALSE | 834 |  | Wise County Power LP | GT2 | 55320 | 14825 | TX | NG | 2004 | 242 | CT | OP | 0 | 7609.4832 | 3
870 | Wise_County_Power_LP_ST1 | 0.262 | ng | cc_st_part | ng_cc_st_part | 7.6095 | 2004 | OP | N | eGrid | NG | CA | 1.9937 |  |  |  |  | Y |  | CCGT | Y | Wise_County_Power_LP | 3 |  | TRUE | TRUE | TRUE | TRUE | 1 | TRUE | TRUE | TRUE | TRUE | FALSE | FALSE | TRUE |  | FALSE | 835 |  | Wise County Power LP | ST1 | 55320 | 14826 | TX | NG | 2004 | 262 | CA | OP | 0 | 7609.4832 | 3
871 | Wolf_Hollow_I_LP_Combined | 0.8096 | ng | cc | ng_cc | 7.882 | 2003 | OP | N | Combo | NG | CC | 6.3812 |  |  | Y | Shrink |  | Y | CCGT |  | Wolf_Hollow_I_LP | 1 |  | TRUE | TRUE | TRUE | TRUE | 1 | TRUE | TRUE | TRUE | FALSE | TRUE | TRUE | TRUE |  | FALSE | 835 | [11 empty] | #N/A | #N/A | #N/A
872 | Wolf_Hollow_I_LP_CTG1 | 0.2648 | ng | cc_ct_part | ng_cc_ct_part | 7.882 | 2003 | OP | N | eGrid | NG | CT | 2.0871 |  |  |  |  | Y |  | CCGT | Y | Wolf_Hollow_I_LP | 3 |  | TRUE | TRUE | TRUE | TRUE | 1 | TRUE | TRUE | TRUE | TRUE | FALSE | FALSE | TRUE |  | FALSE | 836 |  | Wolf Hollow I LP | CTG1 | 55139 | 14827 | TX | NG | 2003 | 264.8 | CT | OP | 0 | 7881.9715 | 3
873 | Wolf_Hollow_I_LP_CTG2 | 0.2648 | ng | cc_ct_part | ng_cc_ct_part | 7.882 | 2003 | OP | N | eGrid | NG | CT | 2.0871 |  |  |  |  | Y |  | CCGT | Y | Wolf_Hollow_I_LP | 3 |  | TRUE | TRUE | TRUE | TRUE | 1 | TRUE | TRUE | TRUE | TRUE | FALSE | FALSE | TRUE |  | FALSE | 837 |  | Wolf Hollow I LP | CTG2 | 55139 | 14828 | TX | NG | 2003 | 264.8 | CT | OP | 0 | 7881.9715 | 3
874 | Wolf_Hollow_I_LP_ST | 0.28 | ng | cc_st_part | ng_cc_st_part | 7.882 | 2003 | OP | N | eGrid | NG | CA | 2.207 |  |  |  |  | Y |  | CCGT | Y | Wolf_Hollow_I_LP | 3 |  | TRUE | TRUE | TRUE | TRUE | 1 | TRUE | TRUE | TRUE | TRUE | FALSE | FALSE | TRUE |  | FALSE | 838 |  | Wolf Hollow I LP | ST | 55139 | 14829 | TX | NG | 2003 | 280 | CA | OP | 0 | 7881.9715 | 3
875 | Woodward_Mountain_I_01 | 0.082 | wind |  | wind | 1 | 2001 | OP | N | eGrid | WND | WT | 0.082 |  |  |  |  | Y |  | WIND | N | Woodward_Mountain_I | 1 |  | TRUE | TRUE | TRUE | TRUE | 1 | TRUE | TRUE | TRUE | TRUE | FALSE | TRUE | FALSE |  | FALSE | 839 |  | Woodward Mountain I | 01 | 55796 | 14830 | TX | WND | 2001 | 82 | WT | OP | 0 | N/A | 1
876 | Woodward_Mountain_II_01 | 0.078 | wind |  | wind | 1 | 2001 | OP | N | eGrid | WND | WT | 0.078 |  |  |  |  | Y |  | WIND | N | Woodward_Mountain_II | 1 |  | TRUE | TRUE | TRUE | TRUE | 1 | TRUE | TRUE | TRUE | TRUE | FALSE | TRUE | FALSE |  | FALSE | 840 |  | Woodward Mountain II | 01 | 55795 | 14831 | TX | WND | 2001 | 78 | WT | OP | 0 | N/A | 1
877 | Yates_Gas_Plant_GEN1 | 0.0028 | ng | gt | ng_gt | 6.3291 | 1986 | OP | Y | eGrid | NG | GT | 0.017722 | [7 empty] | N | Yates Gas Plant | 2 |  | TRUE | TRUE | FALSE | TRUE | 1 | FALSE | TRUE | TRUE | TRUE | TRUE | TRUE | TRUE |  | FALSE | 841 |  | Yates Gas Plant | GEN1 | 55025 | 14832 | TX | NG | 1986 | 2.8 | GT | OP | 1 | 6329.1079 | 2
878 | Yates_Gas_Plant_GEN2 | 0.0028 | ng | gt | ng_gt | 6.3291 | 1986 | OP | Y | eGrid | NG | GT | 0.017722 | [7 empty] | N | Yates Gas Plant | 2 |  | TRUE | TRUE | FALSE | TRUE | 1 | FALSE | TRUE | TRUE | TRUE | TRUE | TRUE | TRUE |  | FALSE | 842 |  | Yates Gas Plant | GEN2 | 55025 | 14833 | TX | NG | 1986 | 2.8 | GT | OP | 1 | 6329.1079 | 2
879 | Kiamichi_Energy_Facility_Combined_1 | 0.685 | ng | cc | ng_cc | 7.3971 | 2003 | OP | N | Combo | NG | CC | 5.067 |  |  | Y | Shrink |  | Y | CCGT |  | Kiamichi_Energy_Facility | 2 |  | TRUE | TRUE | TRUE | TRUE | 1 | TRUE | TRUE | TRUE | FALSE | TRUE | TRUE | TRUE |  | FALSE | 842 | [11 empty] | #N/A | #N/A | #N/A
880 | Kiamichi_Energy_Facility_Combined_2 | 0.685 | ng | cc | ng_cc | 7.3971 | 2003 | OP | N | Combo | NG | CC | 5.067 |  |  | Y | Shrink |  | Y | CCGT |  | Kiamichi_Energy_Facility | 2 |  | TRUE | TRUE | TRUE | TRUE | 1 | TRUE | TRUE | TRUE | FALSE | TRUE | TRUE | TRUE |  | FALSE | 842 | [11 empty] | #N/A | #N/A | #N/A
881 | Kiamichi_Energy_Facility_CTG1 | 0.1839 | ng | cc_ct_part | ng_cc_ct_part | 7.3971 | 2003 | OP | N | eGrid | NG | CT | 1.3603 |  |  |  |  | Y |  | CCGT | Y | Kiamichi_Energy_Facility | 6 |  | TRUE | TRUE | TRUE | TRUE | 1 | TRUE | TRUE | TRUE | TRUE | FALSE | FALSE | TRUE |  | FALSE | 843 |  | Kiamichi Energy Facility | CTG1 | 55501 | 12409 | OK | NG | 2003 | 183.9 | CT | OP | 0 | 7397.1151 | 6
882 | Kiamichi_Energy_Facility_CTG2 | 0.1839 | ng | cc_ct_part | ng_cc_ct_part | 7.3971 | 2003 | OP | N | eGrid | NG | CT | 1.3603 |  |  |  |  | Y |  | CCGT | Y | Kiamichi_Energy_Facility | 6 |  | TRUE | TRUE | TRUE | TRUE | 1 | TRUE | TRUE | TRUE | TRUE | FALSE | FALSE | TRUE |  | FALSE | 844 |  | Kiamichi Energy Facility | CTG2 | 55501 | 12410 | OK | NG | 2003 | 183.9 | CT | OP | 0 | 7397.1151 | 6
883 | Kiamichi_Energy_Facility_CTG3 | 0.1839 | ng | cc_ct_part | ng_cc_ct_part | 7.3971 | 2003 | OP | N | eGrid | NG | CT | 1.3603 |  |  |  |  | Y |  | CCGT | Y | Kiamichi_Energy_Facility | 6 |  | TRUE | TRUE | TRUE | TRUE | 1 | TRUE | TRUE | TRUE | TRUE | FALSE | FALSE | TRUE |  | FALSE | 845 |  | Kiamichi Energy Facility | CTG3 | 55501 | 12411 | OK | NG | 2003 | 183.9 | CT | OP | 0 | 7397.1151 | 6
884 | Kiamichi_Energy_Facility_CTG4 | 0.1839 | ng | cc_ct_part | ng_cc_ct_part | 7.3971 | 2003 | OP | N | eGrid | NG | CT | 1.3603 |  |  |  |  | Y |  | CCGT | Y | Kiamichi_Energy_Facility | 6 |  | TRUE | TRUE | TRUE | TRUE | 1 | TRUE | TRUE | TRUE | TRUE | FALSE | FALSE | TRUE |  | FALSE | 846 |  | Kiamichi Energy Facility | CTG4 | 55501 | 12412 | OK | NG | 2003 | 183.9 | CT | OP | 0 | 7397.1151 | 6
885 | Kiamichi_Energy_Facility_STG1 | 0.3172 | ng | cc_st_part | ng_cc_st_part | 7.3971 | 2003 | OP | N | eGrid | NG | CA | 2.3464 |  |  |  |  | Y |  | CCGT | Y | Kiamichi_Energy_Facility | 6 |  | TRUE | TRUE | TRUE | TRUE | 1 | TRUE | TRUE | TRUE | TRUE | FALSE | FALSE | TRUE |  | FALSE | 847 |  | Kiamichi Energy Facility | STG1 | 55501 | 12413 | OK | NG | 2003 | 317.2 | CA | OP | 0 | 7397.1151 | 6
886 | Kiamichi_Energy_Facility_STG2 | 0.3172 | ng | cc_st_part | ng_cc_st_part | 7.3971 | 2003 | OP | N | eGrid | NG | CA | 2.3464 |  |  |  |  | Y |  | CCGT | Y | Kiamichi_Energy_Facility | 6 |  | TRUE | TRUE | TRUE | TRUE | 1 | TRUE | TRUE | TRUE | TRUE | FALSE | FALSE | TRUE |  | FALSE | 848 |  | Kiamichi Energy Facility | STG2 | 55501 | 12414 | OK | NG | 2003 | 317.2 | CA | OP | 0 | 7397.1151 | 6
887 | Bottom Insert Spacer
| 0 | 0 | 0 | 0 | 0 | 0 | 0 | 0 | 0 | 0 | 0 | 0 | 0 | 0 | 0 | 0 | 0 | 0 | 0 | 0 |  |  |  | 0 | 0 | 0 | 0 | 0 | 0 | 0 | 0 | 0 |  | 0 | 0 | 0 | 0 | 0 | 0 | 0 | 0 | 0 | 0 | 0 | 0 | 0 | 0 | 0 | 0 | 0 | 0 | 0 |  | 0
Warning: Do not reorder the data in the table!
Note on H20: Bryan Palmintier: Note: This cell use plant name plate, where filter is for gen nameplate
Note on B22: Bryan Palmintier: OP=operational, V=more than 50% constructed, BU=cold storage backup, SB=Long term storage (cold backup,TS-testing, OS=in operation but out of service
Note on E26: Bryan Palmintier: Note: Non-additive. Some filters may eliminate duplicate generators
Note on AP30: Bryan Palmintier: Note: except for Pname and GenID, Filters should not refer to this data. Instead they should refer to the Generator Data section to allow manual corrections
Note on B181: Bryan Palmintier: Not in eGrid. Existance inferred from analysis of emissions data for 2009 by Adam
Note on G185: Bryan Palmintier: Heatrate not in eGrid. Use value from Northwest Power Study 2010 Appendix I
Note on G565: Bryan Palmintier: No 2007 value in eGrid2010 v1.1. Use heatrate from 2005 (eGrid2007)
Note on A919: Bryan Palmintier: Keep blank!!

## Gen Sort
Instructions for updating
1) Fill the generator name cell formula horizontally (drag corner when black cross-hair mouse pointer) to update all of the formulas. Verify that enough rows are included such that the last column of the header row is "Insert Spacer#1".
2) Clear any existing Filters (Menu: Data¦Clear Filters). If new columns were added in #1, remove (not just clear) all filters and redo the Autofilter for header row
3) Select any new columns in the header row and move the mouse to the lower right corner until the solid black cross-hair appears. Double click to fill the formula to fill the table
4) Repeat Step 3 with the entire header row selected
4) Verify that the last number in the # column matches the last data row in the Gen Master table. If not, select the data in the final row and fill the formulas vertically (drag corner when black cross-hair mouse pointer)
5) Resize the rows: select the entire worksheet (click the upper left margin corner), move the mouse pointer between two margin rows until it is horizontal line with two vertical arrows & double click.
6) Click the generator name column filter and select Sort Ascending. All of the gens matching the ignore flag should go to the bottom. Adjust other filters if desired
7) Adv Power data files are on the Gen Data Export Tab. Alternatively, Copy and paste from here will (usually) only include the visable rows for easy export
| ignore flag (should be alphabetically last) | zzz_ignore
# | Generator Unit Name (Plant & unit ID) | Capacity (GW) | Fuel (Name from Fuels tab) | Prime Mover Type | Type Code | eGrid Heatrate for PLANT (not gen specific) MMBTU/MWh | Year On-line | Status | Combined Heat & Power | Data Source | eGrid Fuel Code | eGrid Prime Mover Code | Heatrate times Capacity for weighted averages | Bad Data | Manual Addition | Manual Removal | Manual Adjust Note | Replaced by Combination | Is Combination | Combo Type | Mixed Plant? | Plant Name for by Plant clusters | # Units in Plant | Insert Spacer #1
19 | Arthur_Von_Rosenberg_Combined | 0.55 | ng | cc | ng_cc | 7.4991 | 2000 | OP | N | Combo | NG | CC | 4.1245 | zzz_ignore | zzz_ignore | zzz_ignore | zzz_ignore | zzz_ignore | Y | CCGT |  | Arthur_Von_Rosenberg | 1 | zzz_ignore
36 | zzz_ignore | zzz_ignore | zzz_ignore | zzz_ignore | zzz_ignore | zzz_ignore | zzz_ignore | zzz_ignore | zzz_ignore | zzz_ignore | zzz_ignore | zzz_ignore | zzz_ignore | zzz_ignore | zzz_ignore | zzz_ignore | zzz_ignore | zzz_ignore | zzz_ignore | zzz_ignore | zzz_ignore | zzz_ignore | zzz_ignore | zzz_ignore
23 | zzz_ignore | zzz_ignore | zzz_ignore | zzz_ignore | zzz_ignore | zzz_ignore | zzz_ignore | zzz_ignore | zzz_ignore | zzz_ignore | zzz_ignore | zzz_ignore | zzz_ignore | zzz_ignore | zzz_ignore | zzz_ignore | zzz_ignore | zzz_ignore | zzz_ignore | zzz_ignore | zzz_ignore | zzz_ignore | zzz_ignore | zzz_ignore
39 | Bastrop_Combined | 0.7278 | ng | cc | ng_cc | 7.8449 | 2002 | OP | N | Combo | NG | CC | 5.7095 | zzz_ignore | zzz_ignore | zzz_ignore | zzz_ignore | zzz_ignore | Y | CCGT |  | Bastrop_Energy_Center | 1 | zzz_ignore
59 | zzz_ignore | zzz_ignore | zzz_ignore | zzz_ignore | zzz_ignore | zzz_ignore | zzz_ignore | zzz_ignore | zzz_ignore | zzz_ignore | zzz_ignore | zzz_ignore | zzz_ignore | zzz_ignore | zzz_ignore | zzz_ignore | zzz_ignore | zzz_ignore | zzz_ignore | zzz_ignore | zzz_ignore | zzz_ignore | zzz_ignore | zzz_ignore
56 | zzz_ignore | zzz_ignore | zzz_ignore | zzz_ignore | zzz_ignore | zzz_ignore | zzz_ignore | zzz_ignore | zzz_ignore | zzz_ignore | zzz_ignore | zzz_ignore | zzz_ignore | zzz_ignore | zzz_ignore | zzz_ignore | zzz_ignore | zzz_ignore | zzz_ignore | zzz_ignore | zzz_ignore | zzz_ignore | zzz_ignore | zzz_ignore
72 | Bosque_County_Peaking_GT_1 | 0.154 | ng | gt | ng_gt | 7.6394 | 2000 | OP | N | eGrid | NG | GT | 1.1765 | zzz_ignore | zzz_ignore | zzz_ignore | zzz_ignore | zzz_ignore | zzz_ignore | zzz_ignore | Y | Bosque_County_Peaking_GT | 2 | zzz_ignore
73 | Bosque_County_Peaking_GT_2 | 0.154 | ng | gt | ng_gt | 7.6394 | 2000 | OP | N | eGrid | NG | GT | 1.1765 | zzz_ignore | zzz_ignore | zzz_ignore | zzz_ignore | zzz_ignore | zzz_ignore | zzz_ignore | Y | Bosque_County_Peaking_GT | 2 | zzz_ignore
68 | Bosque_County_Peaking_Units3to5_Combined | 0.499 | ng | cc | ng_cc | 7.6394 | 2001 | OP | N | Combo | NG | CC | 3.8121 | zzz_ignore | zzz_ignore | zzz_ignore | zzz_ignore | zzz_ignore | Y | CCGT |  | Bosque_County_Peaking_CCGT | 1 | zzz_ignore
77 | Brazoz_Valley_Generating_Facility_Combined | 0.6756 | ng | cc | ng_cc | 7.4617 | 2003 | OP | N | Combo | NG | CC | 5.0411 | zzz_ignore | zzz_ignore | zzz_ignore | zzz_ignore | zzz_ignore | Y | CCGT |  | Brazos_Valley_Generating_Facility | 1 | zzz_ignore
98 | zzz_ignore | zzz_ignore | zzz_ignore | zzz_ignore | zzz_ignore | zzz_ignore | zzz_ignore | zzz_ignore | zzz_ignore | zzz_ignore | zzz_ignore | zzz_ignore | zzz_ignore | zzz_ignore | zzz_ignore | zzz_ignore | zzz_ignore | zzz_ignore | zzz_ignore | zzz_ignore | zzz_ignore | zzz_ignore | zzz_ignore | zzz_ignore
116 | zzz_ignore | zzz_ignore | zzz_ignore | zzz_ignore | zzz_ignore | zzz_ignore | zzz_ignore | zzz_ignore | zzz_ignore | zzz_ignore | zzz_ignore | zzz_ignore | zzz_ignore | zzz_ignore | zzz_ignore | zzz_ignore | zzz_ignore | zzz_ignore | zzz_ignore | zzz_ignore | zzz_ignore | zzz_ignore | zzz_ignore | zzz_ignore
115 | zzz_ignore | zzz_ignore | zzz_ignore | zzz_ignore | zzz_ignore | zzz_ignore | zzz_ignore | zzz_ignore | zzz_ignore | zzz_ignore | zzz_ignore | zzz_ignore | zzz_ignore | zzz_ignore | zzz_ignore | zzz_ignore | zzz_ignore | zzz_ignore | zzz_ignore | zzz_ignore | zzz_ignore | zzz_ignore | zzz_ignore | zzz_ignore
141 | Coleto_Creek_1 | 0.6004 | coal_sub | st | coal_sub_st | 10.1328 | 1980 | OP | N | eGrid | SUB | ST | 6.0837 | zzz_ignore | zzz_ignore | zzz_ignore | zzz_ignore | zzz_ignore | zzz_ignore | zzz_ignore | N | Coleto_Creek | 1 | zzz_ignore
146 | Colorado_Bend_Energy_Center_Combined_1 | 0.2781 | ng | cc | ng_cc | 7.3856 | 2007 | OP | N | Combo | NG | CC | 2.0539 | zzz_ignore | zzz_ignore | zzz_ignore | zzz_ignore | zzz_ignore | Y | CCGT |  | Colorado_Bend_Energy_Center | 1 | zzz_ignore
150 | Colorado_Bend_Energy_Center_Combined_2 | 0.2781 | ng | cc | ng_cc | 7.3856 | 2008 | OP | N | Combo | NG | CC | 2.0539 | zzz_ignore | zzz_ignore | zzz_ignore | zzz_ignore | zzz_ignore | Y | CCGT |  | Colorado_Bend_Energy_Center | 2 | zzz_ignore
155 | zzz_ignore | zzz_ignore | zzz_ignore | zzz_ignore | zzz_ignore | zzz_ignore | zzz_ignore | zzz_ignore | zzz_ignore | zzz_ignore | zzz_ignore | zzz_ignore | zzz_ignore | zzz_ignore | zzz_ignore | zzz_ignore | zzz_ignore | zzz_ignore | zzz_ignore | zzz_ignore | zzz_ignore | zzz_ignore | zzz_ignore | zzz_ignore
154 | zzz_ignore | zzz_ignore | zzz_ignore | zzz_ignore | zzz_ignore | zzz_ignore | zzz_ignore | zzz_ignore | zzz_ignore | zzz_ignore | zzz_ignore | zzz_ignore | zzz_ignore | zzz_ignore | zzz_ignore | zzz_ignore | zzz_ignore | zzz_ignore | zzz_ignore | zzz_ignore | zzz_ignore | zzz_ignore | zzz_ignore | zzz_ignore
175 | zzz_ignore | zzz_ignore | zzz_ignore | zzz_ignore | zzz_ignore | zzz_ignore | zzz_ignore | zzz_ignore | zzz_ignore | zzz_ignore | zzz_ignore | zzz_ignore | zzz_ignore | zzz_ignore | zzz_ignore | zzz_ignore | zzz_ignore | zzz_ignore | zzz_ignore | zzz_ignore | zzz_ignore | zzz_ignore | zzz_ignore | zzz_ignore
181 | zzz_ignore | zzz_ignore | zzz_ignore | zzz_ignore | zzz_ignore | zzz_ignore | zzz_ignore | zzz_ignore | zzz_ignore | zzz_ignore | zzz_ignore | zzz_ignore | zzz_ignore | zzz_ignore | zzz_ignore | zzz_ignore | zzz_ignore | zzz_ignore | zzz_ignore | zzz_ignore | zzz_ignore | zzz_ignore | zzz_ignore | zzz_ignore
180 | zzz_ignore | zzz_ignore | zzz_ignore | zzz_ignore | zzz_ignore | zzz_ignore | zzz_ignore | zzz_ignore | zzz_ignore | zzz_ignore | zzz_ignore | zzz_ignore | zzz_ignore | zzz_ignore | zzz_ignore | zzz_ignore | zzz_ignore | zzz_ignore | zzz_ignore | zzz_ignore | zzz_ignore | zzz_ignore | zzz_ignore | zzz_ignore
176 | zzz_ignore | zzz_ignore | zzz_ignore | zzz_ignore | zzz_ignore | zzz_ignore | zzz_ignore | zzz_ignore | zzz_ignore | zzz_ignore | zzz_ignore | zzz_ignore | zzz_ignore | zzz_ignore | zzz_ignore | zzz_ignore | zzz_ignore | zzz_ignore | zzz_ignore | zzz_ignore | zzz_ignore | zzz_ignore | zzz_ignore | zzz_ignore
177 | zzz_ignore | zzz_ignore | zzz_ignore | zzz_ignore | zzz_ignore | zzz_ignore | zzz_ignore | zzz_ignore | zzz_ignore | zzz_ignore | zzz_ignore | zzz_ignore | zzz_ignore | zzz_ignore | zzz_ignore | zzz_ignore | zzz_ignore | zzz_ignore | zzz_ignore | zzz_ignore | zzz_ignore | zzz_ignore | zzz_ignore | zzz_ignore
178 | zzz_ignore | zzz_ignore | zzz_ignore | zzz_ignore | zzz_ignore | zzz_ignore | zzz_ignore | zzz_ignore | zzz_ignore | zzz_ignore | zzz_ignore | zzz_ignore | zzz_ignore | zzz_ignore | zzz_ignore | zzz_ignore | zzz_ignore | zzz_ignore | zzz_ignore | zzz_ignore | zzz_ignore | zzz_ignore | zzz_ignore | zzz_ignore
179 | zzz_ignore | zzz_ignore | zzz_ignore | zzz_ignore | zzz_ignore | zzz_ignore | zzz_ignore | zzz_ignore | zzz_ignore | zzz_ignore | zzz_ignore | zzz_ignore | zzz_ignore | zzz_ignore | zzz_ignore | zzz_ignore | zzz_ignore | zzz_ignore | zzz_ignore | zzz_ignore | zzz_ignore | zzz_ignore | zzz_ignore | zzz_ignore
186 | zzz_ignore | zzz_ignore | zzz_ignore | zzz_ignore | zzz_ignore | zzz_ignore | zzz_ignore | zzz_ignore | zzz_ignore | zzz_ignore | zzz_ignore | zzz_ignore | zzz_ignore | zzz_ignore | zzz_ignore | zzz_ignore | zzz_ignore | zzz_ignore | zzz_ignore | zzz_ignore | zzz_ignore | zzz_ignore | zzz_ignore | zzz_ignore
182 | zzz_ignore | zzz_ignore | zzz_ignore | zzz_ignore | zzz_ignore | zzz_ignore | zzz_ignore | zzz_ignore | zzz_ignore | zzz_ignore | zzz_ignore | zzz_ignore | zzz_ignore | zzz_ignore | zzz_ignore | zzz_ignore | zzz_ignore | zzz_ignore | zzz_ignore | zzz_ignore | zzz_ignore | zzz_ignore | zzz_ignore | zzz_ignore
183 | zzz_ignore | zzz_ignore | zzz_ignore | zzz_ignore | zzz_ignore | zzz_ignore | zzz_ignore | zzz_ignore | zzz_ignore | zzz_ignore | zzz_ignore | zzz_ignore | zzz_ignore | zzz_ignore | zzz_ignore | zzz_ignore | zzz_ignore | zzz_ignore | zzz_ignore | zzz_ignore | zzz_ignore | zzz_ignore | zzz_ignore | zzz_ignore
184 | zzz_ignore | zzz_ignore | zzz_ignore | zzz_ignore | zzz_ignore | zzz_ignore | zzz_ignore | zzz_ignore | zzz_ignore | zzz_ignore | zzz_ignore | zzz_ignore | zzz_ignore | zzz_ignore | zzz_ignore | zzz_ignore | zzz_ignore | zzz_ignore | zzz_ignore | zzz_ignore | zzz_ignore | zzz_ignore | zzz_ignore | zzz_ignore
185 | DeCordova_Steam_Electric_Station_CT4 | 0.0894 | ng | gt | ng_gt | 12.1467 | 1990 | OP | N | eGrid | NG | GT | 1.0859 | zzz_ignore | zzz_ignore | zzz_ignore | zzz_ignore | zzz_ignore | zzz_ignore | zzz_ignore | Y | DeCordova_Steam_Electric_Station_GT | 4 | zzz_ignore
223 | Ennis_Power_Company_Combined | 0.418 | ng | cc | ng_cc | 7.3607 | 2002 | OP | N | Combo | NG | CC | 3.0768 | zzz_ignore | zzz_ignore | zzz_ignore | zzz_ignore | zzz_ignore | Y | CCGT |  | Ennis_Power_Company_LLC | 1 | zzz_ignore
226 | zzz_ignore | zzz_ignore | zzz_ignore | zzz_ignore | zzz_ignore | zzz_ignore | zzz_ignore | zzz_ignore | zzz_ignore | zzz_ignore | zzz_ignore | zzz_ignore | zzz_ignore | zzz_ignore | zzz_ignore | zzz_ignore | zzz_ignore | zzz_ignore | zzz_ignore | zzz_ignore | zzz_ignore | zzz_ignore | zzz_ignore | zzz_ignore
235 | zzz_ignore | zzz_ignore | zzz_ignore | zzz_ignore | zzz_ignore | zzz_ignore | zzz_ignore | zzz_ignore | zzz_ignore | zzz_ignore | zzz_ignore | zzz_ignore | zzz_ignore | zzz_ignore | zzz_ignore | zzz_ignore | zzz_ignore | zzz_ignore | zzz_ignore | zzz_ignore | zzz_ignore | zzz_ignore | zzz_ignore | zzz_ignore
236 | zzz_ignore | zzz_ignore | zzz_ignore | zzz_ignore | zzz_ignore | zzz_ignore | zzz_ignore | zzz_ignore | zzz_ignore | zzz_ignore | zzz_ignore | zzz_ignore | zzz_ignore | zzz_ignore | zzz_ignore | zzz_ignore | zzz_ignore | zzz_ignore | zzz_ignore | zzz_ignore | zzz_ignore | zzz_ignore | zzz_ignore | zzz_ignore
237 | zzz_ignore | zzz_ignore | zzz_ignore | zzz_ignore | zzz_ignore | zzz_ignore | zzz_ignore | zzz_ignore | zzz_ignore | zzz_ignore | zzz_ignore | zzz_ignore | zzz_ignore | zzz_ignore | zzz_ignore | zzz_ignore | zzz_ignore | zzz_ignore | zzz_ignore | zzz_ignore | zzz_ignore | zzz_ignore | zzz_ignore | zzz_ignore
265 | Fayette_Power_Project_1 | 0.615 | coal_sub | st | coal_sub_st | 10.6789 | 1979 | OP | N | eGrid | SUB | ST | 6.5675 | zzz_ignore | zzz_ignore | zzz_ignore | zzz_ignore | zzz_ignore | zzz_ignore | zzz_ignore | N | Fayette_Power_Project | 3 | zzz_ignore
264 | Fayette_Power_Project_2 | 0.615 | coal_sub | st | coal_sub_st | 10.6789 | 1980 | OP | N | eGrid | SUB | ST | 6.5675 | zzz_ignore | zzz_ignore | zzz_ignore | zzz_ignore | zzz_ignore | zzz_ignore | zzz_ignore | N | Fayette_Power_Project | 3 | zzz_ignore
263 | Fayette_Power_Project_3 | 0.46 | coal_sub | st | coal_sub_st | 10.6789 | 1988 | OP | N | eGrid | SUB | ST | 4.9123 | zzz_ignore | zzz_ignore | zzz_ignore | zzz_ignore | zzz_ignore | zzz_ignore | zzz_ignore | N | Fayette_Power_Project | 3 | zzz_ignore
277 | zzz_ignore | zzz_ignore | zzz_ignore | zzz_ignore | zzz_ignore | zzz_ignore | zzz_ignore | zzz_ignore | zzz_ignore | zzz_ignore | zzz_ignore | zzz_ignore | zzz_ignore | zzz_ignore | zzz_ignore | zzz_ignore | zzz_ignore | zzz_ignore | zzz_ignore | zzz_ignore | zzz_ignore | zzz_ignore | zzz_ignore | zzz_ignore
278 | zzz_ignore | zzz_ignore | zzz_ignore | zzz_ignore | zzz_ignore | zzz_ignore | zzz_ignore | zzz_ignore | zzz_ignore | zzz_ignore | zzz_ignore | zzz_ignore | zzz_ignore | zzz_ignore | zzz_ignore | zzz_ignore | zzz_ignore | zzz_ignore | zzz_ignore | zzz_ignore | zzz_ignore | zzz_ignore | zzz_ignore | zzz_ignore
287 | zzz_ignore | zzz_ignore | zzz_ignore | zzz_ignore | zzz_ignore | zzz_ignore | zzz_ignore | zzz_ignore | zzz_ignore | zzz_ignore | zzz_ignore | zzz_ignore | zzz_ignore | zzz_ignore | zzz_ignore | zzz_ignore | zzz_ignore | zzz_ignore | zzz_ignore | zzz_ignore | zzz_ignore | zzz_ignore | zzz_ignore | zzz_ignore
288 | zzz_ignore | zzz_ignore | zzz_ignore | zzz_ignore | zzz_ignore | zzz_ignore | zzz_ignore | zzz_ignore | zzz_ignore | zzz_ignore | zzz_ignore | zzz_ignore | zzz_ignore | zzz_ignore | zzz_ignore | zzz_ignore | zzz_ignore | zzz_ignore | zzz_ignore | zzz_ignore | zzz_ignore | zzz_ignore | zzz_ignore | zzz_ignore
295 | zzz_ignore | zzz_ignore | zzz_ignore | zzz_ignore | zzz_ignore | zzz_ignore | zzz_ignore | zzz_ignore | zzz_ignore | zzz_ignore | zzz_ignore | zzz_ignore | zzz_ignore | zzz_ignore | zzz_ignore | zzz_ignore | zzz_ignore | zzz_ignore | zzz_ignore | zzz_ignore | zzz_ignore | zzz_ignore | zzz_ignore | zzz_ignore
299 | zzz_ignore | zzz_ignore | zzz_ignore | zzz_ignore | zzz_ignore | zzz_ignore | zzz_ignore | zzz_ignore | zzz_ignore | zzz_ignore | zzz_ignore | zzz_ignore | zzz_ignore | zzz_ignore | zzz_ignore | zzz_ignore | zzz_ignore | zzz_ignore | zzz_ignore | zzz_ignore | zzz_ignore | zzz_ignore | zzz_ignore | zzz_ignore
306 | zzz_ignore | zzz_ignore | zzz_ignore | zzz_ignore | zzz_ignore | zzz_ignore | zzz_ignore | zzz_ignore | zzz_ignore | zzz_ignore | zzz_ignore | zzz_ignore | zzz_ignore | zzz_ignore | zzz_ignore | zzz_ignore | zzz_ignore | zzz_ignore | zzz_ignore | zzz_ignore | zzz_ignore | zzz_ignore | zzz_ignore | zzz_ignore
305 | zzz_ignore | zzz_ignore | zzz_ignore | zzz_ignore | zzz_ignore | zzz_ignore | zzz_ignore | zzz_ignore | zzz_ignore | zzz_ignore | zzz_ignore | zzz_ignore | zzz_ignore | zzz_ignore | zzz_ignore | zzz_ignore | zzz_ignore | zzz_ignore | zzz_ignore | zzz_ignore | zzz_ignore | zzz_ignore | zzz_ignore | zzz_ignore
319 | zzz_ignore | zzz_ignore | zzz_ignore | zzz_ignore | zzz_ignore | zzz_ignore | zzz_ignore | zzz_ignore | zzz_ignore | zzz_ignore | zzz_ignore | zzz_ignore | zzz_ignore | zzz_ignore | zzz_ignore | zzz_ignore | zzz_ignore | zzz_ignore | zzz_ignore | zzz_ignore | zzz_ignore | zzz_ignore | zzz_ignore | zzz_ignore
313 | zzz_ignore | zzz_ignore | zzz_ignore | zzz_ignore | zzz_ignore | zzz_ignore | zzz_ignore | zzz_ignore | zzz_ignore | zzz_ignore | zzz_ignore | zzz_ignore | zzz_ignore | zzz_ignore | zzz_ignore | zzz_ignore | zzz_ignore | zzz_ignore | zzz_ignore | zzz_ignore | zzz_ignore | zzz_ignore | zzz_ignore | zzz_ignore
314 | zzz_ignore | zzz_ignore | zzz_ignore | zzz_ignore | zzz_ignore | zzz_ignore | zzz_ignore | zzz_ignore | zzz_ignore | zzz_ignore | zzz_ignore | zzz_ignore | zzz_ignore | zzz_ignore | zzz_ignore | zzz_ignore | zzz_ignore | zzz_ignore | zzz_ignore | zzz_ignore | zzz_ignore | zzz_ignore | zzz_ignore | zzz_ignore
315 | zzz_ignore | zzz_ignore | zzz_ignore | zzz_ignore | zzz_ignore | zzz_ignore | zzz_ignore | zzz_ignore | zzz_ignore | zzz_ignore | zzz_ignore | zzz_ignore | zzz_ignore | zzz_ignore | zzz_ignore | zzz_ignore | zzz_ignore | zzz_ignore | zzz_ignore | zzz_ignore | zzz_ignore | zzz_ignore | zzz_ignore | zzz_ignore
316 | zzz_ignore | zzz_ignore | zzz_ignore | zzz_ignore | zzz_ignore | zzz_ignore | zzz_ignore | zzz_ignore | zzz_ignore | zzz_ignore | zzz_ignore | zzz_ignore | zzz_ignore | zzz_ignore | zzz_ignore | zzz_ignore | zzz_ignore | zzz_ignore | zzz_ignore | zzz_ignore | zzz_ignore | zzz_ignore | zzz_ignore | zzz_ignore
317 | zzz_ignore | zzz_ignore | zzz_ignore | zzz_ignore | zzz_ignore | zzz_ignore | zzz_ignore | zzz_ignore | zzz_ignore | zzz_ignore | zzz_ignore | zzz_ignore | zzz_ignore | zzz_ignore | zzz_ignore | zzz_ignore | zzz_ignore | zzz_ignore | zzz_ignore | zzz_ignore | zzz_ignore | zzz_ignore | zzz_ignore | zzz_ignore
318 | zzz_ignore | zzz_ignore | zzz_ignore | zzz_ignore | zzz_ignore | zzz_ignore | zzz_ignore | zzz_ignore | zzz_ignore | zzz_ignore | zzz_ignore | zzz_ignore | zzz_ignore | zzz_ignore | zzz_ignore | zzz_ignore | zzz_ignore | zzz_ignore | zzz_ignore | zzz_ignore | zzz_ignore | zzz_ignore | zzz_ignore | zzz_ignore
323 | zzz_ignore | zzz_ignore | zzz_ignore | zzz_ignore | zzz_ignore | zzz_ignore | zzz_ignore | zzz_ignore | zzz_ignore | zzz_ignore | zzz_ignore | zzz_ignore | zzz_ignore | zzz_ignore | zzz_ignore | zzz_ignore | zzz_ignore | zzz_ignore | zzz_ignore | zzz_ignore | zzz_ignore | zzz_ignore | zzz_ignore | zzz_ignore
324 | zzz_ignore | zzz_ignore | zzz_ignore | zzz_ignore | zzz_ignore | zzz_ignore | zzz_ignore | zzz_ignore | zzz_ignore | zzz_ignore | zzz_ignore | zzz_ignore | zzz_ignore | zzz_ignore | zzz_ignore | zzz_ignore | zzz_ignore | zzz_ignore | zzz_ignore | zzz_ignore | zzz_ignore | zzz_ignore | zzz_ignore | zzz_ignore
342 | zzz_ignore | zzz_ignore | zzz_ignore | zzz_ignore | zzz_ignore | zzz_ignore | zzz_ignore | zzz_ignore | zzz_ignore | zzz_ignore | zzz_ignore | zzz_ignore | zzz_ignore | zzz_ignore | zzz_ignore | zzz_ignore | zzz_ignore | zzz_ignore | zzz_ignore | zzz_ignore | zzz_ignore | zzz_ignore | zzz_ignore | zzz_ignore
341 | zzz_ignore | zzz_ignore | zzz_ignore | zzz_ignore | zzz_ignore | zzz_ignore | zzz_ignore | zzz_ignore | zzz_ignore | zzz_ignore | zzz_ignore | zzz_ignore | zzz_ignore | zzz_ignore | zzz_ignore | zzz_ignore | zzz_ignore | zzz_ignore | zzz_ignore | zzz_ignore | zzz_ignore | zzz_ignore | zzz_ignore | zzz_ignore
340 | zzz_ignore | zzz_ignore | zzz_ignore | zzz_ignore | zzz_ignore | zzz_ignore | zzz_ignore | zzz_ignore | zzz_ignore | zzz_ignore | zzz_ignore | zzz_ignore | zzz_ignore | zzz_ignore | zzz_ignore | zzz_ignore | zzz_ignore | zzz_ignore | zzz_ignore | zzz_ignore | zzz_ignore | zzz_ignore | zzz_ignore | zzz_ignore
339 | zzz_ignore | zzz_ignore | zzz_ignore | zzz_ignore | zzz_ignore | zzz_ignore | zzz_ignore | zzz_ignore | zzz_ignore | zzz_ignore | zzz_ignore | zzz_ignore | zzz_ignore | zzz_ignore | zzz_ignore | zzz_ignore | zzz_ignore | zzz_ignore | zzz_ignore | zzz_ignore | zzz_ignore | zzz_ignore | zzz_ignore | zzz_ignore
350 | zzz_ignore | zzz_ignore | zzz_ignore | zzz_ignore | zzz_ignore | zzz_ignore | zzz_ignore | zzz_ignore | zzz_ignore | zzz_ignore | zzz_ignore | zzz_ignore | zzz_ignore | zzz_ignore | zzz_ignore | zzz_ignore | zzz_ignore | zzz_ignore | zzz_ignore | zzz_ignore | zzz_ignore | zzz_ignore | zzz_ignore | zzz_ignore
351 | zzz_ignore | zzz_ignore | zzz_ignore | zzz_ignore | zzz_ignore | zzz_ignore | zzz_ignore | zzz_ignore | zzz_ignore | zzz_ignore | zzz_ignore | zzz_ignore | zzz_ignore | zzz_ignore | zzz_ignore | zzz_ignore | zzz_ignore | zzz_ignore | zzz_ignore | zzz_ignore | zzz_ignore | zzz_ignore | zzz_ignore | zzz_ignore
352 | zzz_ignore | zzz_ignore | zzz_ignore | zzz_ignore | zzz_ignore | zzz_ignore | zzz_ignore | zzz_ignore | zzz_ignore | zzz_ignore | zzz_ignore | zzz_ignore | zzz_ignore | zzz_ignore | zzz_ignore | zzz_ignore | zzz_ignore | zzz_ignore | zzz_ignore | zzz_ignore | zzz_ignore | zzz_ignore | zzz_ignore | zzz_ignore
353 | zzz_ignore | zzz_ignore | zzz_ignore | zzz_ignore | zzz_ignore | zzz_ignore | zzz_ignore | zzz_ignore | zzz_ignore | zzz_ignore | zzz_ignore | zzz_ignore | zzz_ignore | zzz_ignore | zzz_ignore | zzz_ignore | zzz_ignore | zzz_ignore | zzz_ignore | zzz_ignore | zzz_ignore | zzz_ignore | zzz_ignore | zzz_ignore
354 | zzz_ignore | zzz_ignore | zzz_ignore | zzz_ignore | zzz_ignore | zzz_ignore | zzz_ignore | zzz_ignore | zzz_ignore | zzz_ignore | zzz_ignore | zzz_ignore | zzz_ignore | zzz_ignore | zzz_ignore | zzz_ignore | zzz_ignore | zzz_ignore | zzz_ignore | zzz_ignore | zzz_ignore | zzz_ignore | zzz_ignore | zzz_ignore
379 | zzz_ignore | zzz_ignore | zzz_ignore | zzz_ignore | zzz_ignore | zzz_ignore | zzz_ignore | zzz_ignore | zzz_ignore | zzz_ignore | zzz_ignore | zzz_ignore | zzz_ignore | zzz_ignore | zzz_ignore | zzz_ignore | zzz_ignore | zzz_ignore | zzz_ignore | zzz_ignore | zzz_ignore | zzz_ignore | zzz_ignore | zzz_ignore
378 | zzz_ignore | zzz_ignore | zzz_ignore | zzz_ignore | zzz_ignore | zzz_ignore | zzz_ignore | zzz_ignore | zzz_ignore | zzz_ignore | zzz_ignore | zzz_ignore | zzz_ignore | zzz_ignore | zzz_ignore | zzz_ignore | zzz_ignore | zzz_ignore | zzz_ignore | zzz_ignore | zzz_ignore | zzz_ignore | zzz_ignore | zzz_ignore
386 | zzz_ignore | zzz_ignore | zzz_ignore | zzz_ignore | zzz_ignore | zzz_ignore | zzz_ignore | zzz_ignore | zzz_ignore | zzz_ignore | zzz_ignore | zzz_ignore | zzz_ignore | zzz_ignore | zzz_ignore | zzz_ignore | zzz_ignore | zzz_ignore | zzz_ignore | zzz_ignore | zzz_ignore | zzz_ignore | zzz_ignore | zzz_ignore
385 | zzz_ignore | zzz_ignore | zzz_ignore | zzz_ignore | zzz_ignore | zzz_ignore | zzz_ignore | zzz_ignore | zzz_ignore | zzz_ignore | zzz_ignore | zzz_ignore | zzz_ignore | zzz_ignore | zzz_ignore | zzz_ignore | zzz_ignore | zzz_ignore | zzz_ignore | zzz_ignore | zzz_ignore | zzz_ignore | zzz_ignore | zzz_ignore
387 | zzz_ignore | zzz_ignore | zzz_ignore | zzz_ignore | zzz_ignore | zzz_ignore | zzz_ignore | zzz_ignore | zzz_ignore | zzz_ignore | zzz_ignore | zzz_ignore | zzz_ignore | zzz_ignore | zzz_ignore | zzz_ignore | zzz_ignore | zzz_ignore | zzz_ignore | zzz_ignore | zzz_ignore | zzz_ignore | zzz_ignore | zzz_ignore
879 | zzz_ignore | zzz_ignore | zzz_ignore | zzz_ignore | zzz_ignore | zzz_ignore | zzz_ignore | zzz_ignore | zzz_ignore | zzz_ignore | zzz_ignore | zzz_ignore | zzz_ignore | zzz_ignore | zzz_ignore | zzz_ignore | zzz_ignore | zzz_ignore | zzz_ignore | zzz_ignore | zzz_ignore | zzz_ignore | zzz_ignore | zzz_ignore
880 | zzz_ignore | zzz_ignore | zzz_ignore | zzz_ignore | zzz_ignore | zzz_ignore | zzz_ignore | zzz_ignore | zzz_ignore | zzz_ignore | zzz_ignore | zzz_ignore | zzz_ignore | zzz_ignore | zzz_ignore | zzz_ignore | zzz_ignore | zzz_ignore | zzz_ignore | zzz_ignore | zzz_ignore | zzz_ignore | zzz_ignore | zzz_ignore
414 | zzz_ignore | zzz_ignore | zzz_ignore | zzz_ignore | zzz_ignore | zzz_ignore | zzz_ignore | zzz_ignore | zzz_ignore | zzz_ignore | zzz_ignore | zzz_ignore | zzz_ignore | zzz_ignore | zzz_ignore | zzz_ignore | zzz_ignore | zzz_ignore | zzz_ignore | zzz_ignore | zzz_ignore | zzz_ignore | zzz_ignore | zzz_ignore
413 | zzz_ignore | zzz_ignore | zzz_ignore | zzz_ignore | zzz_ignore | zzz_ignore | zzz_ignore | zzz_ignore | zzz_ignore | zzz_ignore | zzz_ignore | zzz_ignore | zzz_ignore | zzz_ignore | zzz_ignore | zzz_ignore | zzz_ignore | zzz_ignore | zzz_ignore | zzz_ignore | zzz_ignore | zzz_ignore | zzz_ignore | zzz_ignore
416 | zzz_ignore | zzz_ignore | zzz_ignore | zzz_ignore | zzz_ignore | zzz_ignore | zzz_ignore | zzz_ignore | zzz_ignore | zzz_ignore | zzz_ignore | zzz_ignore | zzz_ignore | zzz_ignore | zzz_ignore | zzz_ignore | zzz_ignore | zzz_ignore | zzz_ignore | zzz_ignore | zzz_ignore | zzz_ignore | zzz_ignore | zzz_ignore
415 | zzz_ignore | zzz_ignore | zzz_ignore | zzz_ignore | zzz_ignore | zzz_ignore | zzz_ignore | zzz_ignore | zzz_ignore | zzz_ignore | zzz_ignore | zzz_ignore | zzz_ignore | zzz_ignore | zzz_ignore | zzz_ignore | zzz_ignore | zzz_ignore | zzz_ignore | zzz_ignore | zzz_ignore | zzz_ignore | zzz_ignore | zzz_ignore
417 | zzz_ignore | zzz_ignore | zzz_ignore | zzz_ignore | zzz_ignore | zzz_ignore | zzz_ignore | zzz_ignore | zzz_ignore | zzz_ignore | zzz_ignore | zzz_ignore | zzz_ignore | zzz_ignore | zzz_ignore | zzz_ignore | zzz_ignore | zzz_ignore | zzz_ignore | zzz_ignore | zzz_ignore | zzz_ignore | zzz_ignore | zzz_ignore
418 | zzz_ignore | zzz_ignore | zzz_ignore | zzz_ignore | zzz_ignore | zzz_ignore | zzz_ignore | zzz_ignore | zzz_ignore | zzz_ignore | zzz_ignore | zzz_ignore | zzz_ignore | zzz_ignore | zzz_ignore | zzz_ignore | zzz_ignore | zzz_ignore | zzz_ignore | zzz_ignore | zzz_ignore | zzz_ignore | zzz_ignore | zzz_ignore
425 | zzz_ignore | zzz_ignore | zzz_ignore | zzz_ignore | zzz_ignore | zzz_ignore | zzz_ignore | zzz_ignore | zzz_ignore | zzz_ignore | zzz_ignore | zzz_ignore | zzz_ignore | zzz_ignore | zzz_ignore | zzz_ignore | zzz_ignore | zzz_ignore | zzz_ignore | zzz_ignore | zzz_ignore | zzz_ignore | zzz_ignore | zzz_ignore
433 | zzz_ignore | zzz_ignore | zzz_ignore | zzz_ignore | zzz_ignore | zzz_ignore | zzz_ignore | zzz_ignore | zzz_ignore | zzz_ignore | zzz_ignore | zzz_ignore | zzz_ignore | zzz_ignore | zzz_ignore | zzz_ignore | zzz_ignore | zzz_ignore | zzz_ignore | zzz_ignore | zzz_ignore | zzz_ignore | zzz_ignore | zzz_ignore
432 | zzz_ignore | zzz_ignore | zzz_ignore | zzz_ignore | zzz_ignore | zzz_ignore | zzz_ignore | zzz_ignore | zzz_ignore | zzz_ignore | zzz_ignore | zzz_ignore | zzz_ignore | zzz_ignore | zzz_ignore | zzz_ignore | zzz_ignore | zzz_ignore | zzz_ignore | zzz_ignore | zzz_ignore | zzz_ignore | zzz_ignore | zzz_ignore
428 | zzz_ignore | zzz_ignore | zzz_ignore | zzz_ignore | zzz_ignore | zzz_ignore | zzz_ignore | zzz_ignore | zzz_ignore | zzz_ignore | zzz_ignore | zzz_ignore | zzz_ignore | zzz_ignore | zzz_ignore | zzz_ignore | zzz_ignore | zzz_ignore | zzz_ignore | zzz_ignore | zzz_ignore | zzz_ignore | zzz_ignore | zzz_ignore
429 | zzz_ignore | zzz_ignore | zzz_ignore | zzz_ignore | zzz_ignore | zzz_ignore | zzz_ignore | zzz_ignore | zzz_ignore | zzz_ignore | zzz_ignore | zzz_ignore | zzz_ignore | zzz_ignore | zzz_ignore | zzz_ignore | zzz_ignore | zzz_ignore | zzz_ignore | zzz_ignore | zzz_ignore | zzz_ignore | zzz_ignore | zzz_ignore
430 | zzz_ignore | zzz_ignore | zzz_ignore | zzz_ignore | zzz_ignore | zzz_ignore | zzz_ignore | zzz_ignore | zzz_ignore | zzz_ignore | zzz_ignore | zzz_ignore | zzz_ignore | zzz_ignore | zzz_ignore | zzz_ignore | zzz_ignore | zzz_ignore | zzz_ignore | zzz_ignore | zzz_ignore | zzz_ignore | zzz_ignore | zzz_ignore
431 | zzz_ignore | zzz_ignore | zzz_ignore | zzz_ignore | zzz_ignore | zzz_ignore | zzz_ignore | zzz_ignore | zzz_ignore | zzz_ignore | zzz_ignore | zzz_ignore | zzz_ignore | zzz_ignore | zzz_ignore | zzz_ignore | zzz_ignore | zzz_ignore | zzz_ignore | zzz_ignore | zzz_ignore | zzz_ignore | zzz_ignore | zzz_ignore
438 | zzz_ignore | zzz_ignore | zzz_ignore | zzz_ignore | zzz_ignore | zzz_ignore | zzz_ignore | zzz_ignore | zzz_ignore | zzz_ignore | zzz_ignore | zzz_ignore | zzz_ignore | zzz_ignore | zzz_ignore | zzz_ignore | zzz_ignore | zzz_ignore | zzz_ignore | zzz_ignore | zzz_ignore | zzz_ignore | zzz_ignore | zzz_ignore
437 | zzz_ignore | zzz_ignore | zzz_ignore | zzz_ignore | zzz_ignore | zzz_ignore | zzz_ignore | zzz_ignore | zzz_ignore | zzz_ignore | zzz_ignore | zzz_ignore | zzz_ignore | zzz_ignore | zzz_ignore | zzz_ignore | zzz_ignore | zzz_ignore | zzz_ignore | zzz_ignore | zzz_ignore | zzz_ignore | zzz_ignore | zzz_ignore
441 | zzz_ignore | zzz_ignore | zzz_ignore | zzz_ignore | zzz_ignore | zzz_ignore | zzz_ignore | zzz_ignore | zzz_ignore | zzz_ignore | zzz_ignore | zzz_ignore | zzz_ignore | zzz_ignore | zzz_ignore | zzz_ignore | zzz_ignore | zzz_ignore | zzz_ignore | zzz_ignore | zzz_ignore | zzz_ignore | zzz_ignore | zzz_ignore
445 | zzz_ignore | zzz_ignore | zzz_ignore | zzz_ignore | zzz_ignore | zzz_ignore | zzz_ignore | zzz_ignore | zzz_ignore | zzz_ignore | zzz_ignore | zzz_ignore | zzz_ignore | zzz_ignore | zzz_ignore | zzz_ignore | zzz_ignore | zzz_ignore | zzz_ignore | zzz_ignore | zzz_ignore | zzz_ignore | zzz_ignore | zzz_ignore
456 | zzz_ignore | zzz_ignore | zzz_ignore | zzz_ignore | zzz_ignore | zzz_ignore | zzz_ignore | zzz_ignore | zzz_ignore | zzz_ignore | zzz_ignore | zzz_ignore | zzz_ignore | zzz_ignore | zzz_ignore | zzz_ignore | zzz_ignore | zzz_ignore | zzz_ignore | zzz_ignore | zzz_ignore | zzz_ignore | zzz_ignore | zzz_ignore
455 | zzz_ignore | zzz_ignore | zzz_ignore | zzz_ignore | zzz_ignore | zzz_ignore | zzz_ignore | zzz_ignore | zzz_ignore | zzz_ignore | zzz_ignore | zzz_ignore | zzz_ignore | zzz_ignore | zzz_ignore | zzz_ignore | zzz_ignore | zzz_ignore | zzz_ignore | zzz_ignore | zzz_ignore | zzz_ignore | zzz_ignore | zzz_ignore
454 | zzz_ignore | zzz_ignore | zzz_ignore | zzz_ignore | zzz_ignore | zzz_ignore | zzz_ignore | zzz_ignore | zzz_ignore | zzz_ignore | zzz_ignore | zzz_ignore | zzz_ignore | zzz_ignore | zzz_ignore | zzz_ignore | zzz_ignore | zzz_ignore | zzz_ignore | zzz_ignore | zzz_ignore | zzz_ignore | zzz_ignore | zzz_ignore
466 | zzz_ignore | zzz_ignore | zzz_ignore | zzz_ignore | zzz_ignore | zzz_ignore | zzz_ignore | zzz_ignore | zzz_ignore | zzz_ignore | zzz_ignore | zzz_ignore | zzz_ignore | zzz_ignore | zzz_ignore | zzz_ignore | zzz_ignore | zzz_ignore | zzz_ignore | zzz_ignore | zzz_ignore | zzz_ignore | zzz_ignore | zzz_ignore
467 | zzz_ignore | zzz_ignore | zzz_ignore | zzz_ignore | zzz_ignore | zzz_ignore | zzz_ignore | zzz_ignore | zzz_ignore | zzz_ignore | zzz_ignore | zzz_ignore | zzz_ignore | zzz_ignore | zzz_ignore | zzz_ignore | zzz_ignore | zzz_ignore | zzz_ignore | zzz_ignore | zzz_ignore | zzz_ignore | zzz_ignore | zzz_ignore
468 | zzz_ignore | zzz_ignore | zzz_ignore | zzz_ignore | zzz_ignore | zzz_ignore | zzz_ignore | zzz_ignore | zzz_ignore | zzz_ignore | zzz_ignore | zzz_ignore | zzz_ignore | zzz_ignore | zzz_ignore | zzz_ignore | zzz_ignore | zzz_ignore | zzz_ignore | zzz_ignore | zzz_ignore | zzz_ignore | zzz_ignore | zzz_ignore
469 | zzz_ignore | zzz_ignore | zzz_ignore | zzz_ignore | zzz_ignore | zzz_ignore | zzz_ignore | zzz_ignore | zzz_ignore | zzz_ignore | zzz_ignore | zzz_ignore | zzz_ignore | zzz_ignore | zzz_ignore | zzz_ignore | zzz_ignore | zzz_ignore | zzz_ignore | zzz_ignore | zzz_ignore | zzz_ignore | zzz_ignore | zzz_ignore
464 | zzz_ignore | zzz_ignore | zzz_ignore | zzz_ignore | zzz_ignore | zzz_ignore | zzz_ignore | zzz_ignore | zzz_ignore | zzz_ignore | zzz_ignore | zzz_ignore | zzz_ignore | zzz_ignore | zzz_ignore | zzz_ignore | zzz_ignore | zzz_ignore | zzz_ignore | zzz_ignore | zzz_ignore | zzz_ignore | zzz_ignore | zzz_ignore
465 | zzz_ignore | zzz_ignore | zzz_ignore | zzz_ignore | zzz_ignore | zzz_ignore | zzz_ignore | zzz_ignore | zzz_ignore | zzz_ignore | zzz_ignore | zzz_ignore | zzz_ignore | zzz_ignore | zzz_ignore | zzz_ignore | zzz_ignore | zzz_ignore | zzz_ignore | zzz_ignore | zzz_ignore | zzz_ignore | zzz_ignore | zzz_ignore
472 | zzz_ignore | zzz_ignore | zzz_ignore | zzz_ignore | zzz_ignore | zzz_ignore | zzz_ignore | zzz_ignore | zzz_ignore | zzz_ignore | zzz_ignore | zzz_ignore | zzz_ignore | zzz_ignore | zzz_ignore | zzz_ignore | zzz_ignore | zzz_ignore | zzz_ignore | zzz_ignore | zzz_ignore | zzz_ignore | zzz_ignore | zzz_ignore
471 | zzz_ignore | zzz_ignore | zzz_ignore | zzz_ignore | zzz_ignore | zzz_ignore | zzz_ignore | zzz_ignore | zzz_ignore | zzz_ignore | zzz_ignore | zzz_ignore | zzz_ignore | zzz_ignore | zzz_ignore | zzz_ignore | zzz_ignore | zzz_ignore | zzz_ignore | zzz_ignore | zzz_ignore | zzz_ignore | zzz_ignore | zzz_ignore
470 | zzz_ignore | zzz_ignore | zzz_ignore | zzz_ignore | zzz_ignore | zzz_ignore | zzz_ignore | zzz_ignore | zzz_ignore | zzz_ignore | zzz_ignore | zzz_ignore | zzz_ignore | zzz_ignore | zzz_ignore | zzz_ignore | zzz_ignore | zzz_ignore | zzz_ignore | zzz_ignore | zzz_ignore | zzz_ignore | zzz_ignore | zzz_ignore
481 | zzz_ignore | zzz_ignore | zzz_ignore | zzz_ignore | zzz_ignore | zzz_ignore | zzz_ignore | zzz_ignore | zzz_ignore | zzz_ignore | zzz_ignore | zzz_ignore | zzz_ignore | zzz_ignore | zzz_ignore | zzz_ignore | zzz_ignore | zzz_ignore | zzz_ignore | zzz_ignore | zzz_ignore | zzz_ignore | zzz_ignore | zzz_ignore
480 | zzz_ignore | zzz_ignore | zzz_ignore | zzz_ignore | zzz_ignore | zzz_ignore | zzz_ignore | zzz_ignore | zzz_ignore | zzz_ignore | zzz_ignore | zzz_ignore | zzz_ignore | zzz_ignore | zzz_ignore | zzz_ignore | zzz_ignore | zzz_ignore | zzz_ignore | zzz_ignore | zzz_ignore | zzz_ignore | zzz_ignore | zzz_ignore
474 | zzz_ignore | zzz_ignore | zzz_ignore | zzz_ignore | zzz_ignore | zzz_ignore | zzz_ignore | zzz_ignore | zzz_ignore | zzz_ignore | zzz_ignore | zzz_ignore | zzz_ignore | zzz_ignore | zzz_ignore | zzz_ignore | zzz_ignore | zzz_ignore | zzz_ignore | zzz_ignore | zzz_ignore | zzz_ignore | zzz_ignore | zzz_ignore
475 | zzz_ignore | zzz_ignore | zzz_ignore | zzz_ignore | zzz_ignore | zzz_ignore | zzz_ignore | zzz_ignore | zzz_ignore | zzz_ignore | zzz_ignore | zzz_ignore | zzz_ignore | zzz_ignore | zzz_ignore | zzz_ignore | zzz_ignore | zzz_ignore | zzz_ignore | zzz_ignore | zzz_ignore | zzz_ignore | zzz_ignore | zzz_ignore
476 | zzz_ignore | zzz_ignore | zzz_ignore | zzz_ignore | zzz_ignore | zzz_ignore | zzz_ignore | zzz_ignore | zzz_ignore | zzz_ignore | zzz_ignore | zzz_ignore | zzz_ignore | zzz_ignore | zzz_ignore | zzz_ignore | zzz_ignore | zzz_ignore | zzz_ignore | zzz_ignore | zzz_ignore | zzz_ignore | zzz_ignore | zzz_ignore
477 | zzz_ignore | zzz_ignore | zzz_ignore | zzz_ignore | zzz_ignore | zzz_ignore | zzz_ignore | zzz_ignore | zzz_ignore | zzz_ignore | zzz_ignore | zzz_ignore | zzz_ignore | zzz_ignore | zzz_ignore | zzz_ignore | zzz_ignore | zzz_ignore | zzz_ignore | zzz_ignore | zzz_ignore | zzz_ignore | zzz_ignore | zzz_ignore
478 | zzz_ignore | zzz_ignore | zzz_ignore | zzz_ignore | zzz_ignore | zzz_ignore | zzz_ignore | zzz_ignore | zzz_ignore | zzz_ignore | zzz_ignore | zzz_ignore | zzz_ignore | zzz_ignore | zzz_ignore | zzz_ignore | zzz_ignore | zzz_ignore | zzz_ignore | zzz_ignore | zzz_ignore | zzz_ignore | zzz_ignore | zzz_ignore
479 | zzz_ignore | zzz_ignore | zzz_ignore | zzz_ignore | zzz_ignore | zzz_ignore | zzz_ignore | zzz_ignore | zzz_ignore | zzz_ignore | zzz_ignore | zzz_ignore | zzz_ignore | zzz_ignore | zzz_ignore | zzz_ignore | zzz_ignore | zzz_ignore | zzz_ignore | zzz_ignore | zzz_ignore | zzz_ignore | zzz_ignore | zzz_ignore
487 | zzz_ignore | zzz_ignore | zzz_ignore | zzz_ignore | zzz_ignore | zzz_ignore | zzz_ignore | zzz_ignore | zzz_ignore | zzz_ignore | zzz_ignore | zzz_ignore | zzz_ignore | zzz_ignore | zzz_ignore | zzz_ignore | zzz_ignore | zzz_ignore | zzz_ignore | zzz_ignore | zzz_ignore | zzz_ignore | zzz_ignore | zzz_ignore
486 | zzz_ignore | zzz_ignore | zzz_ignore | zzz_ignore | zzz_ignore | zzz_ignore | zzz_ignore | zzz_ignore | zzz_ignore | zzz_ignore | zzz_ignore | zzz_ignore | zzz_ignore | zzz_ignore | zzz_ignore | zzz_ignore | zzz_ignore | zzz_ignore | zzz_ignore | zzz_ignore | zzz_ignore | zzz_ignore | zzz_ignore | zzz_ignore
485 | zzz_ignore | zzz_ignore | zzz_ignore | zzz_ignore | zzz_ignore | zzz_ignore | zzz_ignore | zzz_ignore | zzz_ignore | zzz_ignore | zzz_ignore | zzz_ignore | zzz_ignore | zzz_ignore | zzz_ignore | zzz_ignore | zzz_ignore | zzz_ignore | zzz_ignore | zzz_ignore | zzz_ignore | zzz_ignore | zzz_ignore | zzz_ignore
484 | zzz_ignore | zzz_ignore | zzz_ignore | zzz_ignore | zzz_ignore | zzz_ignore | zzz_ignore | zzz_ignore | zzz_ignore | zzz_ignore | zzz_ignore | zzz_ignore | zzz_ignore | zzz_ignore | zzz_ignore | zzz_ignore | zzz_ignore | zzz_ignore | zzz_ignore | zzz_ignore | zzz_ignore | zzz_ignore | zzz_ignore | zzz_ignore
496 | zzz_ignore | zzz_ignore | zzz_ignore | zzz_ignore | zzz_ignore | zzz_ignore | zzz_ignore | zzz_ignore | zzz_ignore | zzz_ignore | zzz_ignore | zzz_ignore | zzz_ignore | zzz_ignore | zzz_ignore | zzz_ignore | zzz_ignore | zzz_ignore | zzz_ignore | zzz_ignore | zzz_ignore | zzz_ignore | zzz_ignore | zzz_ignore
511 | zzz_ignore | zzz_ignore | zzz_ignore | zzz_ignore | zzz_ignore | zzz_ignore | zzz_ignore | zzz_ignore | zzz_ignore | zzz_ignore | zzz_ignore | zzz_ignore | zzz_ignore | zzz_ignore | zzz_ignore | zzz_ignore | zzz_ignore | zzz_ignore | zzz_ignore | zzz_ignore | zzz_ignore | zzz_ignore | zzz_ignore | zzz_ignore
510 | zzz_ignore | zzz_ignore | zzz_ignore | zzz_ignore | zzz_ignore | zzz_ignore | zzz_ignore | zzz_ignore | zzz_ignore | zzz_ignore | zzz_ignore | zzz_ignore | zzz_ignore | zzz_ignore | zzz_ignore | zzz_ignore | zzz_ignore | zzz_ignore | zzz_ignore | zzz_ignore | zzz_ignore | zzz_ignore | zzz_ignore | zzz_ignore
509 | zzz_ignore | zzz_ignore | zzz_ignore | zzz_ignore | zzz_ignore | zzz_ignore | zzz_ignore | zzz_ignore | zzz_ignore | zzz_ignore | zzz_ignore | zzz_ignore | zzz_ignore | zzz_ignore | zzz_ignore | zzz_ignore | zzz_ignore | zzz_ignore | zzz_ignore | zzz_ignore | zzz_ignore | zzz_ignore | zzz_ignore | zzz_ignore
517 | zzz_ignore | zzz_ignore | zzz_ignore | zzz_ignore | zzz_ignore | zzz_ignore | zzz_ignore | zzz_ignore | zzz_ignore | zzz_ignore | zzz_ignore | zzz_ignore | zzz_ignore | zzz_ignore | zzz_ignore | zzz_ignore | zzz_ignore | zzz_ignore | zzz_ignore | zzz_ignore | zzz_ignore | zzz_ignore | zzz_ignore | zzz_ignore
516 | zzz_ignore | zzz_ignore | zzz_ignore | zzz_ignore | zzz_ignore | zzz_ignore | zzz_ignore | zzz_ignore | zzz_ignore | zzz_ignore | zzz_ignore | zzz_ignore | zzz_ignore | zzz_ignore | zzz_ignore | zzz_ignore | zzz_ignore | zzz_ignore | zzz_ignore | zzz_ignore | zzz_ignore | zzz_ignore | zzz_ignore | zzz_ignore
521 | zzz_ignore | zzz_ignore | zzz_ignore | zzz_ignore | zzz_ignore | zzz_ignore | zzz_ignore | zzz_ignore | zzz_ignore | zzz_ignore | zzz_ignore | zzz_ignore | zzz_ignore | zzz_ignore | zzz_ignore | zzz_ignore | zzz_ignore | zzz_ignore | zzz_ignore | zzz_ignore | zzz_ignore | zzz_ignore | zzz_ignore | zzz_ignore
522 | zzz_ignore | zzz_ignore | zzz_ignore | zzz_ignore | zzz_ignore | zzz_ignore | zzz_ignore | zzz_ignore | zzz_ignore | zzz_ignore | zzz_ignore | zzz_ignore | zzz_ignore | zzz_ignore | zzz_ignore | zzz_ignore | zzz_ignore | zzz_ignore | zzz_ignore | zzz_ignore | zzz_ignore | zzz_ignore | zzz_ignore | zzz_ignore
529 | zzz_ignore | zzz_ignore | zzz_ignore | zzz_ignore | zzz_ignore | zzz_ignore | zzz_ignore | zzz_ignore | zzz_ignore | zzz_ignore | zzz_ignore | zzz_ignore | zzz_ignore | zzz_ignore | zzz_ignore | zzz_ignore | zzz_ignore | zzz_ignore | zzz_ignore | zzz_ignore | zzz_ignore | zzz_ignore | zzz_ignore | zzz_ignore
537 | zzz_ignore | zzz_ignore | zzz_ignore | zzz_ignore | zzz_ignore | zzz_ignore | zzz_ignore | zzz_ignore | zzz_ignore | zzz_ignore | zzz_ignore | zzz_ignore | zzz_ignore | zzz_ignore | zzz_ignore | zzz_ignore | zzz_ignore | zzz_ignore | zzz_ignore | zzz_ignore | zzz_ignore | zzz_ignore | zzz_ignore | zzz_ignore
536 | zzz_ignore | zzz_ignore | zzz_ignore | zzz_ignore | zzz_ignore | zzz_ignore | zzz_ignore | zzz_ignore | zzz_ignore | zzz_ignore | zzz_ignore | zzz_ignore | zzz_ignore | zzz_ignore | zzz_ignore | zzz_ignore | zzz_ignore | zzz_ignore | zzz_ignore | zzz_ignore | zzz_ignore | zzz_ignore | zzz_ignore | zzz_ignore
535 | zzz_ignore | zzz_ignore | zzz_ignore | zzz_ignore | zzz_ignore | zzz_ignore | zzz_ignore | zzz_ignore | zzz_ignore | zzz_ignore | zzz_ignore | zzz_ignore | zzz_ignore | zzz_ignore | zzz_ignore | zzz_ignore | zzz_ignore | zzz_ignore | zzz_ignore | zzz_ignore | zzz_ignore | zzz_ignore | zzz_ignore | zzz_ignore
534 | zzz_ignore | zzz_ignore | zzz_ignore | zzz_ignore | zzz_ignore | zzz_ignore | zzz_ignore | zzz_ignore | zzz_ignore | zzz_ignore | zzz_ignore | zzz_ignore | zzz_ignore | zzz_ignore | zzz_ignore | zzz_ignore | zzz_ignore | zzz_ignore | zzz_ignore | zzz_ignore | zzz_ignore | zzz_ignore | zzz_ignore | zzz_ignore
555 | zzz_ignore | zzz_ignore | zzz_ignore | zzz_ignore | zzz_ignore | zzz_ignore | zzz_ignore | zzz_ignore | zzz_ignore | zzz_ignore | zzz_ignore | zzz_ignore | zzz_ignore | zzz_ignore | zzz_ignore | zzz_ignore | zzz_ignore | zzz_ignore | zzz_ignore | zzz_ignore | zzz_ignore | zzz_ignore | zzz_ignore | zzz_ignore
554 | zzz_ignore | zzz_ignore | zzz_ignore | zzz_ignore | zzz_ignore | zzz_ignore | zzz_ignore | zzz_ignore | zzz_ignore | zzz_ignore | zzz_ignore | zzz_ignore | zzz_ignore | zzz_ignore | zzz_ignore | zzz_ignore | zzz_ignore | zzz_ignore | zzz_ignore | zzz_ignore | zzz_ignore | zzz_ignore | zzz_ignore | zzz_ignore
551 | zzz_ignore | zzz_ignore | zzz_ignore | zzz_ignore | zzz_ignore | zzz_ignore | zzz_ignore | zzz_ignore | zzz_ignore | zzz_ignore | zzz_ignore | zzz_ignore | zzz_ignore | zzz_ignore | zzz_ignore | zzz_ignore | zzz_ignore | zzz_ignore | zzz_ignore | zzz_ignore | zzz_ignore | zzz_ignore | zzz_ignore | zzz_ignore
552 | Permian_Basin_CT2 | 0.0894 | ng | gt | ng_gt | 13.7497 | 1988 | OP | N | eGrid | NG | GT | 1.2292 | zzz_ignore | zzz_ignore | zzz_ignore | zzz_ignore | zzz_ignore | zzz_ignore | zzz_ignore | Y | Permian_Basin_GT | 5 | zzz_ignore
553 | Permian_Basin_CT3 | 0.0894 | ng | gt | ng_gt | 13.7497 | 1988 | OP | N | eGrid | NG | GT | 1.2292 | zzz_ignore | zzz_ignore | zzz_ignore | zzz_ignore | zzz_ignore | zzz_ignore | zzz_ignore | Y | Permian_Basin_GT | 5 | zzz_ignore
549 | zzz_ignore | zzz_ignore | zzz_ignore | zzz_ignore | zzz_ignore | zzz_ignore | zzz_ignore | zzz_ignore | zzz_ignore | zzz_ignore | zzz_ignore | zzz_ignore | zzz_ignore | zzz_ignore | zzz_ignore | zzz_ignore | zzz_ignore | zzz_ignore | zzz_ignore | zzz_ignore | zzz_ignore | zzz_ignore | zzz_ignore | zzz_ignore
550 | zzz_ignore | zzz_ignore | zzz_ignore | zzz_ignore | zzz_ignore | zzz_ignore | zzz_ignore | zzz_ignore | zzz_ignore | zzz_ignore | zzz_ignore | zzz_ignore | zzz_ignore | zzz_ignore | zzz_ignore | zzz_ignore | zzz_ignore | zzz_ignore | zzz_ignore | zzz_ignore | zzz_ignore | zzz_ignore | zzz_ignore | zzz_ignore
599 | zzz_ignore | zzz_ignore | zzz_ignore | zzz_ignore | zzz_ignore | zzz_ignore | zzz_ignore | zzz_ignore | zzz_ignore | zzz_ignore | zzz_ignore | zzz_ignore | zzz_ignore | zzz_ignore | zzz_ignore | zzz_ignore | zzz_ignore | zzz_ignore | zzz_ignore | zzz_ignore | zzz_ignore | zzz_ignore | zzz_ignore | zzz_ignore
598 | zzz_ignore | zzz_ignore | zzz_ignore | zzz_ignore | zzz_ignore | zzz_ignore | zzz_ignore | zzz_ignore | zzz_ignore | zzz_ignore | zzz_ignore | zzz_ignore | zzz_ignore | zzz_ignore | zzz_ignore | zzz_ignore | zzz_ignore | zzz_ignore | zzz_ignore | zzz_ignore | zzz_ignore | zzz_ignore | zzz_ignore | zzz_ignore
610 | zzz_ignore | zzz_ignore | zzz_ignore | zzz_ignore | zzz_ignore | zzz_ignore | zzz_ignore | zzz_ignore | zzz_ignore | zzz_ignore | zzz_ignore | zzz_ignore | zzz_ignore | zzz_ignore | zzz_ignore | zzz_ignore | zzz_ignore | zzz_ignore | zzz_ignore | zzz_ignore | zzz_ignore | zzz_ignore | zzz_ignore | zzz_ignore
609 | zzz_ignore | zzz_ignore | zzz_ignore | zzz_ignore | zzz_ignore | zzz_ignore | zzz_ignore | zzz_ignore | zzz_ignore | zzz_ignore | zzz_ignore | zzz_ignore | zzz_ignore | zzz_ignore | zzz_ignore | zzz_ignore | zzz_ignore | zzz_ignore | zzz_ignore | zzz_ignore | zzz_ignore | zzz_ignore | zzz_ignore | zzz_ignore
608 | zzz_ignore | zzz_ignore | zzz_ignore | zzz_ignore | zzz_ignore | zzz_ignore | zzz_ignore | zzz_ignore | zzz_ignore | zzz_ignore | zzz_ignore | zzz_ignore | zzz_ignore | zzz_ignore | zzz_ignore | zzz_ignore | zzz_ignore | zzz_ignore | zzz_ignore | zzz_ignore | zzz_ignore | zzz_ignore | zzz_ignore | zzz_ignore
606 | R_W_Miller_4 | 0.1188 | ng | gt | ng_gt | 12.6661 | 1994 | OP | N | eGrid | NG | GT | 1.5047 | zzz_ignore | zzz_ignore | zzz_ignore | zzz_ignore | zzz_ignore | zzz_ignore | zzz_ignore | Y | R_W_Miller_GT | 2 | zzz_ignore
607 | R_W_Miller_5 | 0.1188 | ng | gt | ng_gt | 12.6661 | 1994 | OP | N | eGrid | NG | GT | 1.5047 | zzz_ignore | zzz_ignore | zzz_ignore | zzz_ignore | zzz_ignore | zzz_ignore | zzz_ignore | Y | R_W_Miller_GT | 2 | zzz_ignore
614 | zzz_ignore | zzz_ignore | zzz_ignore | zzz_ignore | zzz_ignore | zzz_ignore | zzz_ignore | zzz_ignore | zzz_ignore | zzz_ignore | zzz_ignore | zzz_ignore | zzz_ignore | zzz_ignore | zzz_ignore | zzz_ignore | zzz_ignore | zzz_ignore | zzz_ignore | zzz_ignore | zzz_ignore | zzz_ignore | zzz_ignore | zzz_ignore
613 | zzz_ignore | zzz_ignore | zzz_ignore | zzz_ignore | zzz_ignore | zzz_ignore | zzz_ignore | zzz_ignore | zzz_ignore | zzz_ignore | zzz_ignore | zzz_ignore | zzz_ignore | zzz_ignore | zzz_ignore | zzz_ignore | zzz_ignore | zzz_ignore | zzz_ignore | zzz_ignore | zzz_ignore | zzz_ignore | zzz_ignore | zzz_ignore
612 | zzz_ignore | zzz_ignore | zzz_ignore | zzz_ignore | zzz_ignore | zzz_ignore | zzz_ignore | zzz_ignore | zzz_ignore | zzz_ignore | zzz_ignore | zzz_ignore | zzz_ignore | zzz_ignore | zzz_ignore | zzz_ignore | zzz_ignore | zzz_ignore | zzz_ignore | zzz_ignore | zzz_ignore | zzz_ignore | zzz_ignore | zzz_ignore
611 | zzz_ignore | zzz_ignore | zzz_ignore | zzz_ignore | zzz_ignore | zzz_ignore | zzz_ignore | zzz_ignore | zzz_ignore | zzz_ignore | zzz_ignore | zzz_ignore | zzz_ignore | zzz_ignore | zzz_ignore | zzz_ignore | zzz_ignore | zzz_ignore | zzz_ignore | zzz_ignore | zzz_ignore | zzz_ignore | zzz_ignore | zzz_ignore
622 | zzz_ignore | zzz_ignore | zzz_ignore | zzz_ignore | zzz_ignore | zzz_ignore | zzz_ignore | zzz_ignore | zzz_ignore | zzz_ignore | zzz_ignore | zzz_ignore | zzz_ignore | zzz_ignore | zzz_ignore | zzz_ignore | zzz_ignore | zzz_ignore | zzz_ignore | zzz_ignore | zzz_ignore | zzz_ignore | zzz_ignore | zzz_ignore
647 | zzz_ignore | zzz_ignore | zzz_ignore | zzz_ignore | zzz_ignore | zzz_ignore | zzz_ignore | zzz_ignore | zzz_ignore | zzz_ignore | zzz_ignore | zzz_ignore | zzz_ignore | zzz_ignore | zzz_ignore | zzz_ignore | zzz_ignore | zzz_ignore | zzz_ignore | zzz_ignore | zzz_ignore | zzz_ignore | zzz_ignore | zzz_ignore
646 | zzz_ignore | zzz_ignore | zzz_ignore | zzz_ignore | zzz_ignore | zzz_ignore | zzz_ignore | zzz_ignore | zzz_ignore | zzz_ignore | zzz_ignore | zzz_ignore | zzz_ignore | zzz_ignore | zzz_ignore | zzz_ignore | zzz_ignore | zzz_ignore | zzz_ignore | zzz_ignore | zzz_ignore | zzz_ignore | zzz_ignore | zzz_ignore
648 | zzz_ignore | zzz_ignore | zzz_ignore | zzz_ignore | zzz_ignore | zzz_ignore | zzz_ignore | zzz_ignore | zzz_ignore | zzz_ignore | zzz_ignore | zzz_ignore | zzz_ignore | zzz_ignore | zzz_ignore | zzz_ignore | zzz_ignore | zzz_ignore | zzz_ignore | zzz_ignore | zzz_ignore | zzz_ignore | zzz_ignore | zzz_ignore
649 | zzz_ignore | zzz_ignore | zzz_ignore | zzz_ignore | zzz_ignore | zzz_ignore | zzz_ignore | zzz_ignore | zzz_ignore | zzz_ignore | zzz_ignore | zzz_ignore | zzz_ignore | zzz_ignore | zzz_ignore | zzz_ignore | zzz_ignore | zzz_ignore | zzz_ignore | zzz_ignore | zzz_ignore | zzz_ignore | zzz_ignore | zzz_ignore
650 | zzz_ignore | zzz_ignore | zzz_ignore | zzz_ignore | zzz_ignore | zzz_ignore | zzz_ignore | zzz_ignore | zzz_ignore | zzz_ignore | zzz_ignore | zzz_ignore | zzz_ignore | zzz_ignore | zzz_ignore | zzz_ignore | zzz_ignore | zzz_ignore | zzz_ignore | zzz_ignore | zzz_ignore | zzz_ignore | zzz_ignore | zzz_ignore
662 | San_Jacinto_Steam_Electric_Station_1 | 0.0882 | ng | gt | ng_gt | 13.5155 | 1995 | OP | N | eGrid | NG | GT | 1.1921 | zzz_ignore | zzz_ignore | zzz_ignore | zzz_ignore | zzz_ignore | zzz_ignore | zzz_ignore | N | San_Jacinto_Steam_Electric_Station | 2 | zzz_ignore
663 | San_Jacinto_Steam_Electric_Station_2 | 0.0882 | ng | gt | ng_gt | 13.5155 | 1995 | OP | N | eGrid | NG | GT | 1.1921 | zzz_ignore | zzz_ignore | zzz_ignore | zzz_ignore | zzz_ignore | zzz_ignore | zzz_ignore | N | San_Jacinto_Steam_Electric_Station | 2 | zzz_ignore
664 | zzz_ignore | zzz_ignore | zzz_ignore | zzz_ignore | zzz_ignore | zzz_ignore | zzz_ignore | zzz_ignore | zzz_ignore | zzz_ignore | zzz_ignore | zzz_ignore | zzz_ignore | zzz_ignore | zzz_ignore | zzz_ignore | zzz_ignore | zzz_ignore | zzz_ignore | zzz_ignore | zzz_ignore | zzz_ignore | zzz_ignore | zzz_ignore
666 | zzz_ignore | zzz_ignore | zzz_ignore | zzz_ignore | zzz_ignore | zzz_ignore | zzz_ignore | zzz_ignore | zzz_ignore | zzz_ignore | zzz_ignore | zzz_ignore | zzz_ignore | zzz_ignore | zzz_ignore | zzz_ignore | zzz_ignore | zzz_ignore | zzz_ignore | zzz_ignore | zzz_ignore | zzz_ignore | zzz_ignore | zzz_ignore
669 | zzz_ignore | zzz_ignore | zzz_ignore | zzz_ignore | zzz_ignore | zzz_ignore | zzz_ignore | zzz_ignore | zzz_ignore | zzz_ignore | zzz_ignore | zzz_ignore | zzz_ignore | zzz_ignore | zzz_ignore | zzz_ignore | zzz_ignore | zzz_ignore | zzz_ignore | zzz_ignore | zzz_ignore | zzz_ignore | zzz_ignore | zzz_ignore
670 | zzz_ignore | zzz_ignore | zzz_ignore | zzz_ignore | zzz_ignore | zzz_ignore | zzz_ignore | zzz_ignore | zzz_ignore | zzz_ignore | zzz_ignore | zzz_ignore | zzz_ignore | zzz_ignore | zzz_ignore | zzz_ignore | zzz_ignore | zzz_ignore | zzz_ignore | zzz_ignore | zzz_ignore | zzz_ignore | zzz_ignore | zzz_ignore
671 | zzz_ignore | zzz_ignore | zzz_ignore | zzz_ignore | zzz_ignore | zzz_ignore | zzz_ignore | zzz_ignore | zzz_ignore | zzz_ignore | zzz_ignore | zzz_ignore | zzz_ignore | zzz_ignore | zzz_ignore | zzz_ignore | zzz_ignore | zzz_ignore | zzz_ignore | zzz_ignore | zzz_ignore | zzz_ignore | zzz_ignore | zzz_ignore
672 | zzz_ignore | zzz_ignore | zzz_ignore | zzz_ignore | zzz_ignore | zzz_ignore | zzz_ignore | zzz_ignore | zzz_ignore | zzz_ignore | zzz_ignore | zzz_ignore | zzz_ignore | zzz_ignore | zzz_ignore | zzz_ignore | zzz_ignore | zzz_ignore | zzz_ignore | zzz_ignore | zzz_ignore | zzz_ignore | zzz_ignore | zzz_ignore
673 | zzz_ignore | zzz_ignore | zzz_ignore | zzz_ignore | zzz_ignore | zzz_ignore | zzz_ignore | zzz_ignore | zzz_ignore | zzz_ignore | zzz_ignore | zzz_ignore | zzz_ignore | zzz_ignore | zzz_ignore | zzz_ignore | zzz_ignore | zzz_ignore | zzz_ignore | zzz_ignore | zzz_ignore | zzz_ignore | zzz_ignore | zzz_ignore
698 | zzz_ignore | zzz_ignore | zzz_ignore | zzz_ignore | zzz_ignore | zzz_ignore | zzz_ignore | zzz_ignore | zzz_ignore | zzz_ignore | zzz_ignore | zzz_ignore | zzz_ignore | zzz_ignore | zzz_ignore | zzz_ignore | zzz_ignore | zzz_ignore | zzz_ignore | zzz_ignore | zzz_ignore | zzz_ignore | zzz_ignore | zzz_ignore
699 | zzz_ignore | zzz_ignore | zzz_ignore | zzz_ignore | zzz_ignore | zzz_ignore | zzz_ignore | zzz_ignore | zzz_ignore | zzz_ignore | zzz_ignore | zzz_ignore | zzz_ignore | zzz_ignore | zzz_ignore | zzz_ignore | zzz_ignore | zzz_ignore | zzz_ignore | zzz_ignore | zzz_ignore | zzz_ignore | zzz_ignore | zzz_ignore
705 | zzz_ignore | zzz_ignore | zzz_ignore | zzz_ignore | zzz_ignore | zzz_ignore | zzz_ignore | zzz_ignore | zzz_ignore | zzz_ignore | zzz_ignore | zzz_ignore | zzz_ignore | zzz_ignore | zzz_ignore | zzz_ignore | zzz_ignore | zzz_ignore | zzz_ignore | zzz_ignore | zzz_ignore | zzz_ignore | zzz_ignore | zzz_ignore
704 | zzz_ignore | zzz_ignore | zzz_ignore | zzz_ignore | zzz_ignore | zzz_ignore | zzz_ignore | zzz_ignore | zzz_ignore | zzz_ignore | zzz_ignore | zzz_ignore | zzz_ignore | zzz_ignore | zzz_ignore | zzz_ignore | zzz_ignore | zzz_ignore | zzz_ignore | zzz_ignore | zzz_ignore | zzz_ignore | zzz_ignore | zzz_ignore
703 | zzz_ignore | zzz_ignore | zzz_ignore | zzz_ignore | zzz_ignore | zzz_ignore | zzz_ignore | zzz_ignore | zzz_ignore | zzz_ignore | zzz_ignore | zzz_ignore | zzz_ignore | zzz_ignore | zzz_ignore | zzz_ignore | zzz_ignore | zzz_ignore | zzz_ignore | zzz_ignore | zzz_ignore | zzz_ignore | zzz_ignore | zzz_ignore
713 | zzz_ignore | zzz_ignore | zzz_ignore | zzz_ignore | zzz_ignore | zzz_ignore | zzz_ignore | zzz_ignore | zzz_ignore | zzz_ignore | zzz_ignore | zzz_ignore | zzz_ignore | zzz_ignore | zzz_ignore | zzz_ignore | zzz_ignore | zzz_ignore | zzz_ignore | zzz_ignore | zzz_ignore | zzz_ignore | zzz_ignore | zzz_ignore
712 | zzz_ignore | zzz_ignore | zzz_ignore | zzz_ignore | zzz_ignore | zzz_ignore | zzz_ignore | zzz_ignore | zzz_ignore | zzz_ignore | zzz_ignore | zzz_ignore | zzz_ignore | zzz_ignore | zzz_ignore | zzz_ignore | zzz_ignore | zzz_ignore | zzz_ignore | zzz_ignore | zzz_ignore | zzz_ignore | zzz_ignore | zzz_ignore
716 | zzz_ignore | zzz_ignore | zzz_ignore | zzz_ignore | zzz_ignore | zzz_ignore | zzz_ignore | zzz_ignore | zzz_ignore | zzz_ignore | zzz_ignore | zzz_ignore | zzz_ignore | zzz_ignore | zzz_ignore | zzz_ignore | zzz_ignore | zzz_ignore | zzz_ignore | zzz_ignore | zzz_ignore | zzz_ignore | zzz_ignore | zzz_ignore
715 | zzz_ignore | zzz_ignore | zzz_ignore | zzz_ignore | zzz_ignore | zzz_ignore | zzz_ignore | zzz_ignore | zzz_ignore | zzz_ignore | zzz_ignore | zzz_ignore | zzz_ignore | zzz_ignore | zzz_ignore | zzz_ignore | zzz_ignore | zzz_ignore | zzz_ignore | zzz_ignore | zzz_ignore | zzz_ignore | zzz_ignore | zzz_ignore
732 | zzz_ignore | zzz_ignore | zzz_ignore | zzz_ignore | zzz_ignore | zzz_ignore | zzz_ignore | zzz_ignore | zzz_ignore | zzz_ignore | zzz_ignore | zzz_ignore | zzz_ignore | zzz_ignore | zzz_ignore | zzz_ignore | zzz_ignore | zzz_ignore | zzz_ignore | zzz_ignore | zzz_ignore | zzz_ignore | zzz_ignore | zzz_ignore
731 | zzz_ignore | zzz_ignore | zzz_ignore | zzz_ignore | zzz_ignore | zzz_ignore | zzz_ignore | zzz_ignore | zzz_ignore | zzz_ignore | zzz_ignore | zzz_ignore | zzz_ignore | zzz_ignore | zzz_ignore | zzz_ignore | zzz_ignore | zzz_ignore | zzz_ignore | zzz_ignore | zzz_ignore | zzz_ignore | zzz_ignore | zzz_ignore
752 | zzz_ignore | zzz_ignore | zzz_ignore | zzz_ignore | zzz_ignore | zzz_ignore | zzz_ignore | zzz_ignore | zzz_ignore | zzz_ignore | zzz_ignore | zzz_ignore | zzz_ignore | zzz_ignore | zzz_ignore | zzz_ignore | zzz_ignore | zzz_ignore | zzz_ignore | zzz_ignore | zzz_ignore | zzz_ignore | zzz_ignore | zzz_ignore
754 | zzz_ignore | zzz_ignore | zzz_ignore | zzz_ignore | zzz_ignore | zzz_ignore | zzz_ignore | zzz_ignore | zzz_ignore | zzz_ignore | zzz_ignore | zzz_ignore | zzz_ignore | zzz_ignore | zzz_ignore | zzz_ignore | zzz_ignore | zzz_ignore | zzz_ignore | zzz_ignore | zzz_ignore | zzz_ignore | zzz_ignore | zzz_ignore
746 | zzz_ignore | zzz_ignore | zzz_ignore | zzz_ignore | zzz_ignore | zzz_ignore | zzz_ignore | zzz_ignore | zzz_ignore | zzz_ignore | zzz_ignore | zzz_ignore | zzz_ignore | zzz_ignore | zzz_ignore | zzz_ignore | zzz_ignore | zzz_ignore | zzz_ignore | zzz_ignore | zzz_ignore | zzz_ignore | zzz_ignore | zzz_ignore
747 | zzz_ignore | zzz_ignore | zzz_ignore | zzz_ignore | zzz_ignore | zzz_ignore | zzz_ignore | zzz_ignore | zzz_ignore | zzz_ignore | zzz_ignore | zzz_ignore | zzz_ignore | zzz_ignore | zzz_ignore | zzz_ignore | zzz_ignore | zzz_ignore | zzz_ignore | zzz_ignore | zzz_ignore | zzz_ignore | zzz_ignore | zzz_ignore
748 | zzz_ignore | zzz_ignore | zzz_ignore | zzz_ignore | zzz_ignore | zzz_ignore | zzz_ignore | zzz_ignore | zzz_ignore | zzz_ignore | zzz_ignore | zzz_ignore | zzz_ignore | zzz_ignore | zzz_ignore | zzz_ignore | zzz_ignore | zzz_ignore | zzz_ignore | zzz_ignore | zzz_ignore | zzz_ignore | zzz_ignore | zzz_ignore
749 | zzz_ignore | zzz_ignore | zzz_ignore | zzz_ignore | zzz_ignore | zzz_ignore | zzz_ignore | zzz_ignore | zzz_ignore | zzz_ignore | zzz_ignore | zzz_ignore | zzz_ignore | zzz_ignore | zzz_ignore | zzz_ignore | zzz_ignore | zzz_ignore | zzz_ignore | zzz_ignore | zzz_ignore | zzz_ignore | zzz_ignore | zzz_ignore
750 | zzz_ignore | zzz_ignore | zzz_ignore | zzz_ignore | zzz_ignore | zzz_ignore | zzz_ignore | zzz_ignore | zzz_ignore | zzz_ignore | zzz_ignore | zzz_ignore | zzz_ignore | zzz_ignore | zzz_ignore | zzz_ignore | zzz_ignore | zzz_ignore | zzz_ignore | zzz_ignore | zzz_ignore | zzz_ignore | zzz_ignore | zzz_ignore
751 | zzz_ignore | zzz_ignore | zzz_ignore | zzz_ignore | zzz_ignore | zzz_ignore | zzz_ignore | zzz_ignore | zzz_ignore | zzz_ignore | zzz_ignore | zzz_ignore | zzz_ignore | zzz_ignore | zzz_ignore | zzz_ignore | zzz_ignore | zzz_ignore | zzz_ignore | zzz_ignore | zzz_ignore | zzz_ignore | zzz_ignore | zzz_ignore
766 | zzz_ignore | zzz_ignore | zzz_ignore | zzz_ignore | zzz_ignore | zzz_ignore | zzz_ignore | zzz_ignore | zzz_ignore | zzz_ignore | zzz_ignore | zzz_ignore | zzz_ignore | zzz_ignore | zzz_ignore | zzz_ignore | zzz_ignore | zzz_ignore | zzz_ignore | zzz_ignore | zzz_ignore | zzz_ignore | zzz_ignore | zzz_ignore
771 | zzz_ignore | zzz_ignore | zzz_ignore | zzz_ignore | zzz_ignore | zzz_ignore | zzz_ignore | zzz_ignore | zzz_ignore | zzz_ignore | zzz_ignore | zzz_ignore | zzz_ignore | zzz_ignore | zzz_ignore | zzz_ignore | zzz_ignore | zzz_ignore | zzz_ignore | zzz_ignore | zzz_ignore | zzz_ignore | zzz_ignore | zzz_ignore
789 | zzz_ignore | zzz_ignore | zzz_ignore | zzz_ignore | zzz_ignore | zzz_ignore | zzz_ignore | zzz_ignore | zzz_ignore | zzz_ignore | zzz_ignore | zzz_ignore | zzz_ignore | zzz_ignore | zzz_ignore | zzz_ignore | zzz_ignore | zzz_ignore | zzz_ignore | zzz_ignore | zzz_ignore | zzz_ignore | zzz_ignore | zzz_ignore
796 | zzz_ignore | zzz_ignore | zzz_ignore | zzz_ignore | zzz_ignore | zzz_ignore | zzz_ignore | zzz_ignore | zzz_ignore | zzz_ignore | zzz_ignore | zzz_ignore | zzz_ignore | zzz_ignore | zzz_ignore | zzz_ignore | zzz_ignore | zzz_ignore | zzz_ignore | zzz_ignore | zzz_ignore | zzz_ignore | zzz_ignore | zzz_ignore
795 | zzz_ignore | zzz_ignore | zzz_ignore | zzz_ignore | zzz_ignore | zzz_ignore | zzz_ignore | zzz_ignore | zzz_ignore | zzz_ignore | zzz_ignore | zzz_ignore | zzz_ignore | zzz_ignore | zzz_ignore | zzz_ignore | zzz_ignore | zzz_ignore | zzz_ignore | zzz_ignore | zzz_ignore | zzz_ignore | zzz_ignore | zzz_ignore
800 | zzz_ignore | zzz_ignore | zzz_ignore | zzz_ignore | zzz_ignore | zzz_ignore | zzz_ignore | zzz_ignore | zzz_ignore | zzz_ignore | zzz_ignore | zzz_ignore | zzz_ignore | zzz_ignore | zzz_ignore | zzz_ignore | zzz_ignore | zzz_ignore | zzz_ignore | zzz_ignore | zzz_ignore | zzz_ignore | zzz_ignore | zzz_ignore
802 | zzz_ignore | zzz_ignore | zzz_ignore | zzz_ignore | zzz_ignore | zzz_ignore | zzz_ignore | zzz_ignore | zzz_ignore | zzz_ignore | zzz_ignore | zzz_ignore | zzz_ignore | zzz_ignore | zzz_ignore | zzz_ignore | zzz_ignore | zzz_ignore | zzz_ignore | zzz_ignore | zzz_ignore | zzz_ignore | zzz_ignore | zzz_ignore
801 | zzz_ignore | zzz_ignore | zzz_ignore | zzz_ignore | zzz_ignore | zzz_ignore | zzz_ignore | zzz_ignore | zzz_ignore | zzz_ignore | zzz_ignore | zzz_ignore | zzz_ignore | zzz_ignore | zzz_ignore | zzz_ignore | zzz_ignore | zzz_ignore | zzz_ignore | zzz_ignore | zzz_ignore | zzz_ignore | zzz_ignore | zzz_ignore
824 | zzz_ignore | zzz_ignore | zzz_ignore | zzz_ignore | zzz_ignore | zzz_ignore | zzz_ignore | zzz_ignore | zzz_ignore | zzz_ignore | zzz_ignore | zzz_ignore | zzz_ignore | zzz_ignore | zzz_ignore | zzz_ignore | zzz_ignore | zzz_ignore | zzz_ignore | zzz_ignore | zzz_ignore | zzz_ignore | zzz_ignore | zzz_ignore
823 | zzz_ignore | zzz_ignore | zzz_ignore | zzz_ignore | zzz_ignore | zzz_ignore | zzz_ignore | zzz_ignore | zzz_ignore | zzz_ignore | zzz_ignore | zzz_ignore | zzz_ignore | zzz_ignore | zzz_ignore | zzz_ignore | zzz_ignore | zzz_ignore | zzz_ignore | zzz_ignore | zzz_ignore | zzz_ignore | zzz_ignore | zzz_ignore
822 | zzz_ignore | zzz_ignore | zzz_ignore | zzz_ignore | zzz_ignore | zzz_ignore | zzz_ignore | zzz_ignore | zzz_ignore | zzz_ignore | zzz_ignore | zzz_ignore | zzz_ignore | zzz_ignore | zzz_ignore | zzz_ignore | zzz_ignore | zzz_ignore | zzz_ignore | zzz_ignore | zzz_ignore | zzz_ignore | zzz_ignore | zzz_ignore
833 | zzz_ignore | zzz_ignore | zzz_ignore | zzz_ignore | zzz_ignore | zzz_ignore | zzz_ignore | zzz_ignore | zzz_ignore | zzz_ignore | zzz_ignore | zzz_ignore | zzz_ignore | zzz_ignore | zzz_ignore | zzz_ignore | zzz_ignore | zzz_ignore | zzz_ignore | zzz_ignore | zzz_ignore | zzz_ignore | zzz_ignore | zzz_ignore
832 | zzz_ignore | zzz_ignore | zzz_ignore | zzz_ignore | zzz_ignore | zzz_ignore | zzz_ignore | zzz_ignore | zzz_ignore | zzz_ignore | zzz_ignore | zzz_ignore | zzz_ignore | zzz_ignore | zzz_ignore | zzz_ignore | zzz_ignore | zzz_ignore | zzz_ignore | zzz_ignore | zzz_ignore | zzz_ignore | zzz_ignore | zzz_ignore
831 | zzz_ignore | zzz_ignore | zzz_ignore | zzz_ignore | zzz_ignore | zzz_ignore | zzz_ignore | zzz_ignore | zzz_ignore | zzz_ignore | zzz_ignore | zzz_ignore | zzz_ignore | zzz_ignore | zzz_ignore | zzz_ignore | zzz_ignore | zzz_ignore | zzz_ignore | zzz_ignore | zzz_ignore | zzz_ignore | zzz_ignore | zzz_ignore
846 | zzz_ignore | zzz_ignore | zzz_ignore | zzz_ignore | zzz_ignore | zzz_ignore | zzz_ignore | zzz_ignore | zzz_ignore | zzz_ignore | zzz_ignore | zzz_ignore | zzz_ignore | zzz_ignore | zzz_ignore | zzz_ignore | zzz_ignore | zzz_ignore | zzz_ignore | zzz_ignore | zzz_ignore | zzz_ignore | zzz_ignore | zzz_ignore
847 | zzz_ignore | zzz_ignore | zzz_ignore | zzz_ignore | zzz_ignore | zzz_ignore | zzz_ignore | zzz_ignore | zzz_ignore | zzz_ignore | zzz_ignore | zzz_ignore | zzz_ignore | zzz_ignore | zzz_ignore | zzz_ignore | zzz_ignore | zzz_ignore | zzz_ignore | zzz_ignore | zzz_ignore | zzz_ignore | zzz_ignore | zzz_ignore
845 | zzz_ignore | zzz_ignore | zzz_ignore | zzz_ignore | zzz_ignore | zzz_ignore | zzz_ignore | zzz_ignore | zzz_ignore | zzz_ignore | zzz_ignore | zzz_ignore | zzz_ignore | zzz_ignore | zzz_ignore | zzz_ignore | zzz_ignore | zzz_ignore | zzz_ignore | zzz_ignore | zzz_ignore | zzz_ignore | zzz_ignore | zzz_ignore
843 | zzz_ignore | zzz_ignore | zzz_ignore | zzz_ignore | zzz_ignore | zzz_ignore | zzz_ignore | zzz_ignore | zzz_ignore | zzz_ignore | zzz_ignore | zzz_ignore | zzz_ignore | zzz_ignore | zzz_ignore | zzz_ignore | zzz_ignore | zzz_ignore | zzz_ignore | zzz_ignore | zzz_ignore | zzz_ignore | zzz_ignore | zzz_ignore
842 | zzz_ignore | zzz_ignore | zzz_ignore | zzz_ignore | zzz_ignore | zzz_ignore | zzz_ignore | zzz_ignore | zzz_ignore | zzz_ignore | zzz_ignore | zzz_ignore | zzz_ignore | zzz_ignore | zzz_ignore | zzz_ignore | zzz_ignore | zzz_ignore | zzz_ignore | zzz_ignore | zzz_ignore | zzz_ignore | zzz_ignore | zzz_ignore
841 | zzz_ignore | zzz_ignore | zzz_ignore | zzz_ignore | zzz_ignore | zzz_ignore | zzz_ignore | zzz_ignore | zzz_ignore | zzz_ignore | zzz_ignore | zzz_ignore | zzz_ignore | zzz_ignore | zzz_ignore | zzz_ignore | zzz_ignore | zzz_ignore | zzz_ignore | zzz_ignore | zzz_ignore | zzz_ignore | zzz_ignore | zzz_ignore
840 | zzz_ignore | zzz_ignore | zzz_ignore | zzz_ignore | zzz_ignore | zzz_ignore | zzz_ignore | zzz_ignore | zzz_ignore | zzz_ignore | zzz_ignore | zzz_ignore | zzz_ignore | zzz_ignore | zzz_ignore | zzz_ignore | zzz_ignore | zzz_ignore | zzz_ignore | zzz_ignore | zzz_ignore | zzz_ignore | zzz_ignore | zzz_ignore
839 | zzz_ignore | zzz_ignore | zzz_ignore | zzz_ignore | zzz_ignore | zzz_ignore | zzz_ignore | zzz_ignore | zzz_ignore | zzz_ignore | zzz_ignore | zzz_ignore | zzz_ignore | zzz_ignore | zzz_ignore | zzz_ignore | zzz_ignore | zzz_ignore | zzz_ignore | zzz_ignore | zzz_ignore | zzz_ignore | zzz_ignore | zzz_ignore
851 | zzz_ignore | zzz_ignore | zzz_ignore | zzz_ignore | zzz_ignore | zzz_ignore | zzz_ignore | zzz_ignore | zzz_ignore | zzz_ignore | zzz_ignore | zzz_ignore | zzz_ignore | zzz_ignore | zzz_ignore | zzz_ignore | zzz_ignore | zzz_ignore | zzz_ignore | zzz_ignore | zzz_ignore | zzz_ignore | zzz_ignore | zzz_ignore
849 | zzz_ignore | zzz_ignore | zzz_ignore | zzz_ignore | zzz_ignore | zzz_ignore | zzz_ignore | zzz_ignore | zzz_ignore | zzz_ignore | zzz_ignore | zzz_ignore | zzz_ignore | zzz_ignore | zzz_ignore | zzz_ignore | zzz_ignore | zzz_ignore | zzz_ignore | zzz_ignore | zzz_ignore | zzz_ignore | zzz_ignore | zzz_ignore
848 | zzz_ignore | zzz_ignore | zzz_ignore | zzz_ignore | zzz_ignore | zzz_ignore | zzz_ignore | zzz_ignore | zzz_ignore | zzz_ignore | zzz_ignore | zzz_ignore | zzz_ignore | zzz_ignore | zzz_ignore | zzz_ignore | zzz_ignore | zzz_ignore | zzz_ignore | zzz_ignore | zzz_ignore | zzz_ignore | zzz_ignore | zzz_ignore
1 | wind | 0.5 | wind | zzz_ignore | wind | 1 | 2007 | OP | N | Combo | WND | CC | 0.5 | zzz_ignore | zzz_ignore | zzz_ignore | zzz_ignore | zzz_ignore | Y | WIND |  | wind | zzz_ignore | zzz_ignore
867 | zzz_ignore | zzz_ignore | zzz_ignore | zzz_ignore | zzz_ignore | zzz_ignore | zzz_ignore | zzz_ignore | zzz_ignore | zzz_ignore | zzz_ignore | zzz_ignore | zzz_ignore | zzz_ignore | zzz_ignore | zzz_ignore | zzz_ignore | zzz_ignore | zzz_ignore | zzz_ignore | zzz_ignore | zzz_ignore | zzz_ignore | zzz_ignore
871 | zzz_ignore | zzz_ignore | zzz_ignore | zzz_ignore | zzz_ignore | zzz_ignore | zzz_ignore | zzz_ignore | zzz_ignore | zzz_ignore | zzz_ignore | zzz_ignore | zzz_ignore | zzz_ignore | zzz_ignore | zzz_ignore | zzz_ignore | zzz_ignore | zzz_ignore | zzz_ignore | zzz_ignore | zzz_ignore | zzz_ignore | zzz_ignore
2 | zzz_ignore | zzz_ignore | zzz_ignore | zzz_ignore | zzz_ignore | zzz_ignore | zzz_ignore | zzz_ignore | zzz_ignore | zzz_ignore | zzz_ignore | zzz_ignore | zzz_ignore | zzz_ignore | zzz_ignore | zzz_ignore | zzz_ignore | zzz_ignore | zzz_ignore | zzz_ignore | zzz_ignore | zzz_ignore | zzz_ignore | zzz_ignore
3 | zzz_ignore | zzz_ignore | zzz_ignore | zzz_ignore | zzz_ignore | zzz_ignore | zzz_ignore | zzz_ignore | zzz_ignore | zzz_ignore | zzz_ignore | zzz_ignore | zzz_ignore | zzz_ignore | zzz_ignore | zzz_ignore | zzz_ignore | zzz_ignore | zzz_ignore | zzz_ignore | zzz_ignore | zzz_ignore | zzz_ignore | zzz_ignore
4 | zzz_ignore | zzz_ignore | zzz_ignore | zzz_ignore | zzz_ignore | zzz_ignore | zzz_ignore | zzz_ignore | zzz_ignore | zzz_ignore | zzz_ignore | zzz_ignore | zzz_ignore | zzz_ignore | zzz_ignore | zzz_ignore | zzz_ignore | zzz_ignore | zzz_ignore | zzz_ignore | zzz_ignore | zzz_ignore | zzz_ignore | zzz_ignore
5 | zzz_ignore | zzz_ignore | zzz_ignore | zzz_ignore | zzz_ignore | zzz_ignore | zzz_ignore | zzz_ignore | zzz_ignore | zzz_ignore | zzz_ignore | zzz_ignore | zzz_ignore | zzz_ignore | zzz_ignore | zzz_ignore | zzz_ignore | zzz_ignore | zzz_ignore | zzz_ignore | zzz_ignore | zzz_ignore | zzz_ignore | zzz_ignore
6 | zzz_ignore | zzz_ignore | zzz_ignore | zzz_ignore | zzz_ignore | zzz_ignore | zzz_ignore | zzz_ignore | zzz_ignore | zzz_ignore | zzz_ignore | zzz_ignore | zzz_ignore | zzz_ignore | zzz_ignore | zzz_ignore | zzz_ignore | zzz_ignore | zzz_ignore | zzz_ignore | zzz_ignore | zzz_ignore | zzz_ignore | zzz_ignore
7 | zzz_ignore | zzz_ignore | zzz_ignore | zzz_ignore | zzz_ignore | zzz_ignore | zzz_ignore | zzz_ignore | zzz_ignore | zzz_ignore | zzz_ignore | zzz_ignore | zzz_ignore | zzz_ignore | zzz_ignore | zzz_ignore | zzz_ignore | zzz_ignore | zzz_ignore | zzz_ignore | zzz_ignore | zzz_ignore | zzz_ignore | zzz_ignore
8 | zzz_ignore | zzz_ignore | zzz_ignore | zzz_ignore | zzz_ignore | zzz_ignore | zzz_ignore | zzz_ignore | zzz_ignore | zzz_ignore | zzz_ignore | zzz_ignore | zzz_ignore | zzz_ignore | zzz_ignore | zzz_ignore | zzz_ignore | zzz_ignore | zzz_ignore | zzz_ignore | zzz_ignore | zzz_ignore | zzz_ignore | zzz_ignore
9 | zzz_ignore | zzz_ignore | zzz_ignore | zzz_ignore | zzz_ignore | zzz_ignore | zzz_ignore | zzz_ignore | zzz_ignore | zzz_ignore | zzz_ignore | zzz_ignore | zzz_ignore | zzz_ignore | zzz_ignore | zzz_ignore | zzz_ignore | zzz_ignore | zzz_ignore | zzz_ignore | zzz_ignore | zzz_ignore | zzz_ignore | zzz_ignore
10 | zzz_ignore | zzz_ignore | zzz_ignore | zzz_ignore | zzz_ignore | zzz_ignore | zzz_ignore | zzz_ignore | zzz_ignore | zzz_ignore | zzz_ignore | zzz_ignore | zzz_ignore | zzz_ignore | zzz_ignore | zzz_ignore | zzz_ignore | zzz_ignore | zzz_ignore | zzz_ignore | zzz_ignore | zzz_ignore | zzz_ignore | zzz_ignore
11 | zzz_ignore | zzz_ignore | zzz_ignore | zzz_ignore | zzz_ignore | zzz_ignore | zzz_ignore | zzz_ignore | zzz_ignore | zzz_ignore | zzz_ignore | zzz_ignore | zzz_ignore | zzz_ignore | zzz_ignore | zzz_ignore | zzz_ignore | zzz_ignore | zzz_ignore | zzz_ignore | zzz_ignore | zzz_ignore | zzz_ignore | zzz_ignore
12 | zzz_ignore | zzz_ignore | zzz_ignore | zzz_ignore | zzz_ignore | zzz_ignore | zzz_ignore | zzz_ignore | zzz_ignore | zzz_ignore | zzz_ignore | zzz_ignore | zzz_ignore | zzz_ignore | zzz_ignore | zzz_ignore | zzz_ignore | zzz_ignore | zzz_ignore | zzz_ignore | zzz_ignore | zzz_ignore | zzz_ignore | zzz_ignore
13 | zzz_ignore | zzz_ignore | zzz_ignore | zzz_ignore | zzz_ignore | zzz_ignore | zzz_ignore | zzz_ignore | zzz_ignore | zzz_ignore | zzz_ignore | zzz_ignore | zzz_ignore | zzz_ignore | zzz_ignore | zzz_ignore | zzz_ignore | zzz_ignore | zzz_ignore | zzz_ignore | zzz_ignore | zzz_ignore | zzz_ignore | zzz_ignore
14 | zzz_ignore | zzz_ignore | zzz_ignore | zzz_ignore | zzz_ignore | zzz_ignore | zzz_ignore | zzz_ignore | zzz_ignore | zzz_ignore | zzz_ignore | zzz_ignore | zzz_ignore | zzz_ignore | zzz_ignore | zzz_ignore | zzz_ignore | zzz_ignore | zzz_ignore | zzz_ignore | zzz_ignore | zzz_ignore | zzz_ignore | zzz_ignore
15 | zzz_ignore | zzz_ignore | zzz_ignore | zzz_ignore | zzz_ignore | zzz_ignore | zzz_ignore | zzz_ignore | zzz_ignore | zzz_ignore | zzz_ignore | zzz_ignore | zzz_ignore | zzz_ignore | zzz_ignore | zzz_ignore | zzz_ignore | zzz_ignore | zzz_ignore | zzz_ignore | zzz_ignore | zzz_ignore | zzz_ignore | zzz_ignore
16 | zzz_ignore | zzz_ignore | zzz_ignore | zzz_ignore | zzz_ignore | zzz_ignore | zzz_ignore | zzz_ignore | zzz_ignore | zzz_ignore | zzz_ignore | zzz_ignore | zzz_ignore | zzz_ignore | zzz_ignore | zzz_ignore | zzz_ignore | zzz_ignore | zzz_ignore | zzz_ignore | zzz_ignore | zzz_ignore | zzz_ignore | zzz_ignore
17 | zzz_ignore | zzz_ignore | zzz_ignore | zzz_ignore | zzz_ignore | zzz_ignore | zzz_ignore | zzz_ignore | zzz_ignore | zzz_ignore | zzz_ignore | zzz_ignore | zzz_ignore | zzz_ignore | zzz_ignore | zzz_ignore | zzz_ignore | zzz_ignore | zzz_ignore | zzz_ignore | zzz_ignore | zzz_ignore | zzz_ignore | zzz_ignore
18 | zzz_ignore | zzz_ignore | zzz_ignore | zzz_ignore | zzz_ignore | zzz_ignore | zzz_ignore | zzz_ignore | zzz_ignore | zzz_ignore | zzz_ignore | zzz_ignore | zzz_ignore | zzz_ignore | zzz_ignore | zzz_ignore | zzz_ignore | zzz_ignore | zzz_ignore | zzz_ignore | zzz_ignore | zzz_ignore | zzz_ignore | zzz_ignore
20 | zzz_ignore | zzz_ignore | zzz_ignore | zzz_ignore | zzz_ignore | zzz_ignore | zzz_ignore | zzz_ignore | zzz_ignore | zzz_ignore | zzz_ignore | zzz_ignore | zzz_ignore | zzz_ignore | zzz_ignore | zzz_ignore | zzz_ignore | zzz_ignore | zzz_ignore | zzz_ignore | zzz_ignore | zzz_ignore | zzz_ignore | zzz_ignore
21 | zzz_ignore | zzz_ignore | zzz_ignore | zzz_ignore | zzz_ignore | zzz_ignore | zzz_ignore | zzz_ignore | zzz_ignore | zzz_ignore | zzz_ignore | zzz_ignore | zzz_ignore | zzz_ignore | zzz_ignore | zzz_ignore | zzz_ignore | zzz_ignore | zzz_ignore | zzz_ignore | zzz_ignore | zzz_ignore | zzz_ignore | zzz_ignore
22 | zzz_ignore | zzz_ignore | zzz_ignore | zzz_ignore | zzz_ignore | zzz_ignore | zzz_ignore | zzz_ignore | zzz_ignore | zzz_ignore | zzz_ignore | zzz_ignore | zzz_ignore | zzz_ignore | zzz_ignore | zzz_ignore | zzz_ignore | zzz_ignore | zzz_ignore | zzz_ignore | zzz_ignore | zzz_ignore | zzz_ignore | zzz_ignore
24 | zzz_ignore | zzz_ignore | zzz_ignore | zzz_ignore | zzz_ignore | zzz_ignore | zzz_ignore | zzz_ignore | zzz_ignore | zzz_ignore | zzz_ignore | zzz_ignore | zzz_ignore | zzz_ignore | zzz_ignore | zzz_ignore | zzz_ignore | zzz_ignore | zzz_ignore | zzz_ignore | zzz_ignore | zzz_ignore | zzz_ignore | zzz_ignore
25 | zzz_ignore | zzz_ignore | zzz_ignore | zzz_ignore | zzz_ignore | zzz_ignore | zzz_ignore | zzz_ignore | zzz_ignore | zzz_ignore | zzz_ignore | zzz_ignore | zzz_ignore | zzz_ignore | zzz_ignore | zzz_ignore | zzz_ignore | zzz_ignore | zzz_ignore | zzz_ignore | zzz_ignore | zzz_ignore | zzz_ignore | zzz_ignore
26 | zzz_ignore | zzz_ignore | zzz_ignore | zzz_ignore | zzz_ignore | zzz_ignore | zzz_ignore | zzz_ignore | zzz_ignore | zzz_ignore | zzz_ignore | zzz_ignore | zzz_ignore | zzz_ignore | zzz_ignore | zzz_ignore | zzz_ignore | zzz_ignore | zzz_ignore | zzz_ignore | zzz_ignore | zzz_ignore | zzz_ignore | zzz_ignore
27 | zzz_ignore | zzz_ignore | zzz_ignore | zzz_ignore | zzz_ignore | zzz_ignore | zzz_ignore | zzz_ignore | zzz_ignore | zzz_ignore | zzz_ignore | zzz_ignore | zzz_ignore | zzz_ignore | zzz_ignore | zzz_ignore | zzz_ignore | zzz_ignore | zzz_ignore | zzz_ignore | zzz_ignore | zzz_ignore | zzz_ignore | zzz_ignore
28 | zzz_ignore | zzz_ignore | zzz_ignore | zzz_ignore | zzz_ignore | zzz_ignore | zzz_ignore | zzz_ignore | zzz_ignore | zzz_ignore | zzz_ignore | zzz_ignore | zzz_ignore | zzz_ignore | zzz_ignore | zzz_ignore | zzz_ignore | zzz_ignore | zzz_ignore | zzz_ignore | zzz_ignore | zzz_ignore | zzz_ignore | zzz_ignore
29 | zzz_ignore | zzz_ignore | zzz_ignore | zzz_ignore | zzz_ignore | zzz_ignore | zzz_ignore | zzz_ignore | zzz_ignore | zzz_ignore | zzz_ignore | zzz_ignore | zzz_ignore | zzz_ignore | zzz_ignore | zzz_ignore | zzz_ignore | zzz_ignore | zzz_ignore | zzz_ignore | zzz_ignore | zzz_ignore | zzz_ignore | zzz_ignore
30 | zzz_ignore | zzz_ignore | zzz_ignore | zzz_ignore | zzz_ignore | zzz_ignore | zzz_ignore | zzz_ignore | zzz_ignore | zzz_ignore | zzz_ignore | zzz_ignore | zzz_ignore | zzz_ignore | zzz_ignore | zzz_ignore | zzz_ignore | zzz_ignore | zzz_ignore | zzz_ignore | zzz_ignore | zzz_ignore | zzz_ignore | zzz_ignore
31 | zzz_ignore | zzz_ignore | zzz_ignore | zzz_ignore | zzz_ignore | zzz_ignore | zzz_ignore | zzz_ignore | zzz_ignore | zzz_ignore | zzz_ignore | zzz_ignore | zzz_ignore | zzz_ignore | zzz_ignore | zzz_ignore | zzz_ignore | zzz_ignore | zzz_ignore | zzz_ignore | zzz_ignore | zzz_ignore | zzz_ignore | zzz_ignore
32 | zzz_ignore | zzz_ignore | zzz_ignore | zzz_ignore | zzz_ignore | zzz_ignore | zzz_ignore | zzz_ignore | zzz_ignore | zzz_ignore | zzz_ignore | zzz_ignore | zzz_ignore | zzz_ignore | zzz_ignore | zzz_ignore | zzz_ignore | zzz_ignore | zzz_ignore | zzz_ignore | zzz_ignore | zzz_ignore | zzz_ignore | zzz_ignore
33 | zzz_ignore | zzz_ignore | zzz_ignore | zzz_ignore | zzz_ignore | zzz_ignore | zzz_ignore | zzz_ignore | zzz_ignore | zzz_ignore | zzz_ignore | zzz_ignore | zzz_ignore | zzz_ignore | zzz_ignore | zzz_ignore | zzz_ignore | zzz_ignore | zzz_ignore | zzz_ignore | zzz_ignore | zzz_ignore | zzz_ignore | zzz_ignore
34 | zzz_ignore | zzz_ignore | zzz_ignore | zzz_ignore | zzz_ignore | zzz_ignore | zzz_ignore | zzz_ignore | zzz_ignore | zzz_ignore | zzz_ignore | zzz_ignore | zzz_ignore | zzz_ignore | zzz_ignore | zzz_ignore | zzz_ignore | zzz_ignore | zzz_ignore | zzz_ignore | zzz_ignore | zzz_ignore | zzz_ignore | zzz_ignore
35 | zzz_ignore | zzz_ignore | zzz_ignore | zzz_ignore | zzz_ignore | zzz_ignore | zzz_ignore | zzz_ignore | zzz_ignore | zzz_ignore | zzz_ignore | zzz_ignore | zzz_ignore | zzz_ignore | zzz_ignore | zzz_ignore | zzz_ignore | zzz_ignore | zzz_ignore | zzz_ignore | zzz_ignore | zzz_ignore | zzz_ignore | zzz_ignore
37 | zzz_ignore | zzz_ignore | zzz_ignore | zzz_ignore | zzz_ignore | zzz_ignore | zzz_ignore | zzz_ignore | zzz_ignore | zzz_ignore | zzz_ignore | zzz_ignore | zzz_ignore | zzz_ignore | zzz_ignore | zzz_ignore | zzz_ignore | zzz_ignore | zzz_ignore | zzz_ignore | zzz_ignore | zzz_ignore | zzz_ignore | zzz_ignore
38 | zzz_ignore | zzz_ignore | zzz_ignore | zzz_ignore | zzz_ignore | zzz_ignore | zzz_ignore | zzz_ignore | zzz_ignore | zzz_ignore | zzz_ignore | zzz_ignore | zzz_ignore | zzz_ignore | zzz_ignore | zzz_ignore | zzz_ignore | zzz_ignore | zzz_ignore | zzz_ignore | zzz_ignore | zzz_ignore | zzz_ignore | zzz_ignore
40 | zzz_ignore | zzz_ignore | zzz_ignore | zzz_ignore | zzz_ignore | zzz_ignore | zzz_ignore | zzz_ignore | zzz_ignore | zzz_ignore | zzz_ignore | zzz_ignore | zzz_ignore | zzz_ignore | zzz_ignore | zzz_ignore | zzz_ignore | zzz_ignore | zzz_ignore | zzz_ignore | zzz_ignore | zzz_ignore | zzz_ignore | zzz_ignore
41 | zzz_ignore | zzz_ignore | zzz_ignore | zzz_ignore | zzz_ignore | zzz_ignore | zzz_ignore | zzz_ignore | zzz_ignore | zzz_ignore | zzz_ignore | zzz_ignore | zzz_ignore | zzz_ignore | zzz_ignore | zzz_ignore | zzz_ignore | zzz_ignore | zzz_ignore | zzz_ignore | zzz_ignore | zzz_ignore | zzz_ignore | zzz_ignore
42 | zzz_ignore | zzz_ignore | zzz_ignore | zzz_ignore | zzz_ignore | zzz_ignore | zzz_ignore | zzz_ignore | zzz_ignore | zzz_ignore | zzz_ignore | zzz_ignore | zzz_ignore | zzz_ignore | zzz_ignore | zzz_ignore | zzz_ignore | zzz_ignore | zzz_ignore | zzz_ignore | zzz_ignore | zzz_ignore | zzz_ignore | zzz_ignore
43 | zzz_ignore | zzz_ignore | zzz_ignore | zzz_ignore | zzz_ignore | zzz_ignore | zzz_ignore | zzz_ignore | zzz_ignore | zzz_ignore | zzz_ignore | zzz_ignore | zzz_ignore | zzz_ignore | zzz_ignore | zzz_ignore | zzz_ignore | zzz_ignore | zzz_ignore | zzz_ignore | zzz_ignore | zzz_ignore | zzz_ignore | zzz_ignore
44 | zzz_ignore | zzz_ignore | zzz_ignore | zzz_ignore | zzz_ignore | zzz_ignore | zzz_ignore | zzz_ignore | zzz_ignore | zzz_ignore | zzz_ignore | zzz_ignore | zzz_ignore | zzz_ignore | zzz_ignore | zzz_ignore | zzz_ignore | zzz_ignore | zzz_ignore | zzz_ignore | zzz_ignore | zzz_ignore | zzz_ignore | zzz_ignore
45 | zzz_ignore | zzz_ignore | zzz_ignore | zzz_ignore | zzz_ignore | zzz_ignore | zzz_ignore | zzz_ignore | zzz_ignore | zzz_ignore | zzz_ignore | zzz_ignore | zzz_ignore | zzz_ignore | zzz_ignore | zzz_ignore | zzz_ignore | zzz_ignore | zzz_ignore | zzz_ignore | zzz_ignore | zzz_ignore | zzz_ignore | zzz_ignore
46 | zzz_ignore | zzz_ignore | zzz_ignore | zzz_ignore | zzz_ignore | zzz_ignore | zzz_ignore | zzz_ignore | zzz_ignore | zzz_ignore | zzz_ignore | zzz_ignore | zzz_ignore | zzz_ignore | zzz_ignore | zzz_ignore | zzz_ignore | zzz_ignore | zzz_ignore | zzz_ignore | zzz_ignore | zzz_ignore | zzz_ignore | zzz_ignore
47 | zzz_ignore | zzz_ignore | zzz_ignore | zzz_ignore | zzz_ignore | zzz_ignore | zzz_ignore | zzz_ignore | zzz_ignore | zzz_ignore | zzz_ignore | zzz_ignore | zzz_ignore | zzz_ignore | zzz_ignore | zzz_ignore | zzz_ignore | zzz_ignore | zzz_ignore | zzz_ignore | zzz_ignore | zzz_ignore | zzz_ignore | zzz_ignore
48 | zzz_ignore | zzz_ignore | zzz_ignore | zzz_ignore | zzz_ignore | zzz_ignore | zzz_ignore | zzz_ignore | zzz_ignore | zzz_ignore | zzz_ignore | zzz_ignore | zzz_ignore | zzz_ignore | zzz_ignore | zzz_ignore | zzz_ignore | zzz_ignore | zzz_ignore | zzz_ignore | zzz_ignore | zzz_ignore | zzz_ignore | zzz_ignore
49 | zzz_ignore | zzz_ignore | zzz_ignore | zzz_ignore | zzz_ignore | zzz_ignore | zzz_ignore | zzz_ignore | zzz_ignore | zzz_ignore | zzz_ignore | zzz_ignore | zzz_ignore | zzz_ignore | zzz_ignore | zzz_ignore | zzz_ignore | zzz_ignore | zzz_ignore | zzz_ignore | zzz_ignore | zzz_ignore | zzz_ignore | zzz_ignore
50 | zzz_ignore | zzz_ignore | zzz_ignore | zzz_ignore | zzz_ignore | zzz_ignore | zzz_ignore | zzz_ignore | zzz_ignore | zzz_ignore | zzz_ignore | zzz_ignore | zzz_ignore | zzz_ignore | zzz_ignore | zzz_ignore | zzz_ignore | zzz_ignore | zzz_ignore | zzz_ignore | zzz_ignore | zzz_ignore | zzz_ignore | zzz_ignore
51 | zzz_ignore | zzz_ignore | zzz_ignore | zzz_ignore | zzz_ignore | zzz_ignore | zzz_ignore | zzz_ignore | zzz_ignore | zzz_ignore | zzz_ignore | zzz_ignore | zzz_ignore | zzz_ignore | zzz_ignore | zzz_ignore | zzz_ignore | zzz_ignore | zzz_ignore | zzz_ignore | zzz_ignore | zzz_ignore | zzz_ignore | zzz_ignore
52 | zzz_ignore | zzz_ignore | zzz_ignore | zzz_ignore | zzz_ignore | zzz_ignore | zzz_ignore | zzz_ignore | zzz_ignore | zzz_ignore | zzz_ignore | zzz_ignore | zzz_ignore | zzz_ignore | zzz_ignore | zzz_ignore | zzz_ignore | zzz_ignore | zzz_ignore | zzz_ignore | zzz_ignore | zzz_ignore | zzz_ignore | zzz_ignore
53 | zzz_ignore | zzz_ignore | zzz_ignore | zzz_ignore | zzz_ignore | zzz_ignore | zzz_ignore | zzz_ignore | zzz_ignore | zzz_ignore | zzz_ignore | zzz_ignore | zzz_ignore | zzz_ignore | zzz_ignore | zzz_ignore | zzz_ignore | zzz_ignore | zzz_ignore | zzz_ignore | zzz_ignore | zzz_ignore | zzz_ignore | zzz_ignore
54 | zzz_ignore | zzz_ignore | zzz_ignore | zzz_ignore | zzz_ignore | zzz_ignore | zzz_ignore | zzz_ignore | zzz_ignore | zzz_ignore | zzz_ignore | zzz_ignore | zzz_ignore | zzz_ignore | zzz_ignore | zzz_ignore | zzz_ignore | zzz_ignore | zzz_ignore | zzz_ignore | zzz_ignore | zzz_ignore | zzz_ignore | zzz_ignore
55 | zzz_ignore | zzz_ignore | zzz_ignore | zzz_ignore | zzz_ignore | zzz_ignore | zzz_ignore | zzz_ignore | zzz_ignore | zzz_ignore | zzz_ignore | zzz_ignore | zzz_ignore | zzz_ignore | zzz_ignore | zzz_ignore | zzz_ignore | zzz_ignore | zzz_ignore | zzz_ignore | zzz_ignore | zzz_ignore | zzz_ignore | zzz_ignore
57 | zzz_ignore | zzz_ignore | zzz_ignore | zzz_ignore | zzz_ignore | zzz_ignore | zzz_ignore | zzz_ignore | zzz_ignore | zzz_ignore | zzz_ignore | zzz_ignore | zzz_ignore | zzz_ignore | zzz_ignore | zzz_ignore | zzz_ignore | zzz_ignore | zzz_ignore | zzz_ignore | zzz_ignore | zzz_ignore | zzz_ignore | zzz_ignore
58 | zzz_ignore | zzz_ignore | zzz_ignore | zzz_ignore | zzz_ignore | zzz_ignore | zzz_ignore | zzz_ignore | zzz_ignore | zzz_ignore | zzz_ignore | zzz_ignore | zzz_ignore | zzz_ignore | zzz_ignore | zzz_ignore | zzz_ignore | zzz_ignore | zzz_ignore | zzz_ignore | zzz_ignore | zzz_ignore | zzz_ignore | zzz_ignore
60 | zzz_ignore | zzz_ignore | zzz_ignore | zzz_ignore | zzz_ignore | zzz_ignore | zzz_ignore | zzz_ignore | zzz_ignore | zzz_ignore | zzz_ignore | zzz_ignore | zzz_ignore | zzz_ignore | zzz_ignore | zzz_ignore | zzz_ignore | zzz_ignore | zzz_ignore | zzz_ignore | zzz_ignore | zzz_ignore | zzz_ignore | zzz_ignore
61 | zzz_ignore | zzz_ignore | zzz_ignore | zzz_ignore | zzz_ignore | zzz_ignore | zzz_ignore | zzz_ignore | zzz_ignore | zzz_ignore | zzz_ignore | zzz_ignore | zzz_ignore | zzz_ignore | zzz_ignore | zzz_ignore | zzz_ignore | zzz_ignore | zzz_ignore | zzz_ignore | zzz_ignore | zzz_ignore | zzz_ignore | zzz_ignore
62 | zzz_ignore | zzz_ignore | zzz_ignore | zzz_ignore | zzz_ignore | zzz_ignore | zzz_ignore | zzz_ignore | zzz_ignore | zzz_ignore | zzz_ignore | zzz_ignore | zzz_ignore | zzz_ignore | zzz_ignore | zzz_ignore | zzz_ignore | zzz_ignore | zzz_ignore | zzz_ignore | zzz_ignore | zzz_ignore | zzz_ignore | zzz_ignore
63 | zzz_ignore | zzz_ignore | zzz_ignore | zzz_ignore | zzz_ignore | zzz_ignore | zzz_ignore | zzz_ignore | zzz_ignore | zzz_ignore | zzz_ignore | zzz_ignore | zzz_ignore | zzz_ignore | zzz_ignore | zzz_ignore | zzz_ignore | zzz_ignore | zzz_ignore | zzz_ignore | zzz_ignore | zzz_ignore | zzz_ignore | zzz_ignore
64 | zzz_ignore | zzz_ignore | zzz_ignore | zzz_ignore | zzz_ignore | zzz_ignore | zzz_ignore | zzz_ignore | zzz_ignore | zzz_ignore | zzz_ignore | zzz_ignore | zzz_ignore | zzz_ignore | zzz_ignore | zzz_ignore | zzz_ignore | zzz_ignore | zzz_ignore | zzz_ignore | zzz_ignore | zzz_ignore | zzz_ignore | zzz_ignore
65 | zzz_ignore | zzz_ignore | zzz_ignore | zzz_ignore | zzz_ignore | zzz_ignore | zzz_ignore | zzz_ignore | zzz_ignore | zzz_ignore | zzz_ignore | zzz_ignore | zzz_ignore | zzz_ignore | zzz_ignore | zzz_ignore | zzz_ignore | zzz_ignore | zzz_ignore | zzz_ignore | zzz_ignore | zzz_ignore | zzz_ignore | zzz_ignore
66 | zzz_ignore | zzz_ignore | zzz_ignore | zzz_ignore | zzz_ignore | zzz_ignore | zzz_ignore | zzz_ignore | zzz_ignore | zzz_ignore | zzz_ignore | zzz_ignore | zzz_ignore | zzz_ignore | zzz_ignore | zzz_ignore | zzz_ignore | zzz_ignore | zzz_ignore | zzz_ignore | zzz_ignore | zzz_ignore | zzz_ignore | zzz_ignore
67 | zzz_ignore | zzz_ignore | zzz_ignore | zzz_ignore | zzz_ignore | zzz_ignore | zzz_ignore | zzz_ignore | zzz_ignore | zzz_ignore | zzz_ignore | zzz_ignore | zzz_ignore | zzz_ignore | zzz_ignore | zzz_ignore | zzz_ignore | zzz_ignore | zzz_ignore | zzz_ignore | zzz_ignore | zzz_ignore | zzz_ignore | zzz_ignore
69 | zzz_ignore | zzz_ignore | zzz_ignore | zzz_ignore | zzz_ignore | zzz_ignore | zzz_ignore | zzz_ignore | zzz_ignore | zzz_ignore | zzz_ignore | zzz_ignore | zzz_ignore | zzz_ignore | zzz_ignore | zzz_ignore | zzz_ignore | zzz_ignore | zzz_ignore | zzz_ignore | zzz_ignore | zzz_ignore | zzz_ignore | zzz_ignore
70 | zzz_ignore | zzz_ignore | zzz_ignore | zzz_ignore | zzz_ignore | zzz_ignore | zzz_ignore | zzz_ignore | zzz_ignore | zzz_ignore | zzz_ignore | zzz_ignore | zzz_ignore | zzz_ignore | zzz_ignore | zzz_ignore | zzz_ignore | zzz_ignore | zzz_ignore | zzz_ignore | zzz_ignore | zzz_ignore | zzz_ignore | zzz_ignore
71 | zzz_ignore | zzz_ignore | zzz_ignore | zzz_ignore | zzz_ignore | zzz_ignore | zzz_ignore | zzz_ignore | zzz_ignore | zzz_ignore | zzz_ignore | zzz_ignore | zzz_ignore | zzz_ignore | zzz_ignore | zzz_ignore | zzz_ignore | zzz_ignore | zzz_ignore | zzz_ignore | zzz_ignore | zzz_ignore | zzz_ignore | zzz_ignore
74 | zzz_ignore | zzz_ignore | zzz_ignore | zzz_ignore | zzz_ignore | zzz_ignore | zzz_ignore | zzz_ignore | zzz_ignore | zzz_ignore | zzz_ignore | zzz_ignore | zzz_ignore | zzz_ignore | zzz_ignore | zzz_ignore | zzz_ignore | zzz_ignore | zzz_ignore | zzz_ignore | zzz_ignore | zzz_ignore | zzz_ignore | zzz_ignore
75 | zzz_ignore | zzz_ignore | zzz_ignore | zzz_ignore | zzz_ignore | zzz_ignore | zzz_ignore | zzz_ignore | zzz_ignore | zzz_ignore | zzz_ignore | zzz_ignore | zzz_ignore | zzz_ignore | zzz_ignore | zzz_ignore | zzz_ignore | zzz_ignore | zzz_ignore | zzz_ignore | zzz_ignore | zzz_ignore | zzz_ignore | zzz_ignore
76 | zzz_ignore | zzz_ignore | zzz_ignore | zzz_ignore | zzz_ignore | zzz_ignore | zzz_ignore | zzz_ignore | zzz_ignore | zzz_ignore | zzz_ignore | zzz_ignore | zzz_ignore | zzz_ignore | zzz_ignore | zzz_ignore | zzz_ignore | zzz_ignore | zzz_ignore | zzz_ignore | zzz_ignore | zzz_ignore | zzz_ignore | zzz_ignore
78 | zzz_ignore | zzz_ignore | zzz_ignore | zzz_ignore | zzz_ignore | zzz_ignore | zzz_ignore | zzz_ignore | zzz_ignore | zzz_ignore | zzz_ignore | zzz_ignore | zzz_ignore | zzz_ignore | zzz_ignore | zzz_ignore | zzz_ignore | zzz_ignore | zzz_ignore | zzz_ignore | zzz_ignore | zzz_ignore | zzz_ignore | zzz_ignore
79 | zzz_ignore | zzz_ignore | zzz_ignore | zzz_ignore | zzz_ignore | zzz_ignore | zzz_ignore | zzz_ignore | zzz_ignore | zzz_ignore | zzz_ignore | zzz_ignore | zzz_ignore | zzz_ignore | zzz_ignore | zzz_ignore | zzz_ignore | zzz_ignore | zzz_ignore | zzz_ignore | zzz_ignore | zzz_ignore | zzz_ignore | zzz_ignore
80 | zzz_ignore | zzz_ignore | zzz_ignore | zzz_ignore | zzz_ignore | zzz_ignore | zzz_ignore | zzz_ignore | zzz_ignore | zzz_ignore | zzz_ignore | zzz_ignore | zzz_ignore | zzz_ignore | zzz_ignore | zzz_ignore | zzz_ignore | zzz_ignore | zzz_ignore | zzz_ignore | zzz_ignore | zzz_ignore | zzz_ignore | zzz_ignore
81 | zzz_ignore | zzz_ignore | zzz_ignore | zzz_ignore | zzz_ignore | zzz_ignore | zzz_ignore | zzz_ignore | zzz_ignore | zzz_ignore | zzz_ignore | zzz_ignore | zzz_ignore | zzz_ignore | zzz_ignore | zzz_ignore | zzz_ignore | zzz_ignore | zzz_ignore | zzz_ignore | zzz_ignore | zzz_ignore | zzz_ignore | zzz_ignore
82 | zzz_ignore | zzz_ignore | zzz_ignore | zzz_ignore | zzz_ignore | zzz_ignore | zzz_ignore | zzz_ignore | zzz_ignore | zzz_ignore | zzz_ignore | zzz_ignore | zzz_ignore | zzz_ignore | zzz_ignore | zzz_ignore | zzz_ignore | zzz_ignore | zzz_ignore | zzz_ignore | zzz_ignore | zzz_ignore | zzz_ignore | zzz_ignore
83 | zzz_ignore | zzz_ignore | zzz_ignore | zzz_ignore | zzz_ignore | zzz_ignore | zzz_ignore | zzz_ignore | zzz_ignore | zzz_ignore | zzz_ignore | zzz_ignore | zzz_ignore | zzz_ignore | zzz_ignore | zzz_ignore | zzz_ignore | zzz_ignore | zzz_ignore | zzz_ignore | zzz_ignore | zzz_ignore | zzz_ignore | zzz_ignore
84 | zzz_ignore | zzz_ignore | zzz_ignore | zzz_ignore | zzz_ignore | zzz_ignore | zzz_ignore | zzz_ignore | zzz_ignore | zzz_ignore | zzz_ignore | zzz_ignore | zzz_ignore | zzz_ignore | zzz_ignore | zzz_ignore | zzz_ignore | zzz_ignore | zzz_ignore | zzz_ignore | zzz_ignore | zzz_ignore | zzz_ignore | zzz_ignore
85 | zzz_ignore | zzz_ignore | zzz_ignore | zzz_ignore | zzz_ignore | zzz_ignore | zzz_ignore | zzz_ignore | zzz_ignore | zzz_ignore | zzz_ignore | zzz_ignore | zzz_ignore | zzz_ignore | zzz_ignore | zzz_ignore | zzz_ignore | zzz_ignore | zzz_ignore | zzz_ignore | zzz_ignore | zzz_ignore | zzz_ignore | zzz_ignore
86 | zzz_ignore | zzz_ignore | zzz_ignore | zzz_ignore | zzz_ignore | zzz_ignore | zzz_ignore | zzz_ignore | zzz_ignore | zzz_ignore | zzz_ignore | zzz_ignore | zzz_ignore | zzz_ignore | zzz_ignore | zzz_ignore | zzz_ignore | zzz_ignore | zzz_ignore | zzz_ignore | zzz_ignore | zzz_ignore | zzz_ignore | zzz_ignore
87 | zzz_ignore | zzz_ignore | zzz_ignore | zzz_ignore | zzz_ignore | zzz_ignore | zzz_ignore | zzz_ignore | zzz_ignore | zzz_ignore | zzz_ignore | zzz_ignore | zzz_ignore | zzz_ignore | zzz_ignore | zzz_ignore | zzz_ignore | zzz_ignore | zzz_ignore | zzz_ignore | zzz_ignore | zzz_ignore | zzz_ignore | zzz_ignore
88 | zzz_ignore | zzz_ignore | zzz_ignore | zzz_ignore | zzz_ignore | zzz_ignore | zzz_ignore | zzz_ignore | zzz_ignore | zzz_ignore | zzz_ignore | zzz_ignore | zzz_ignore | zzz_ignore | zzz_ignore | zzz_ignore | zzz_ignore | zzz_ignore | zzz_ignore | zzz_ignore | zzz_ignore | zzz_ignore | zzz_ignore | zzz_ignore
89 | zzz_ignore | zzz_ignore | zzz_ignore | zzz_ignore | zzz_ignore | zzz_ignore | zzz_ignore | zzz_ignore | zzz_ignore | zzz_ignore | zzz_ignore | zzz_ignore | zzz_ignore | zzz_ignore | zzz_ignore | zzz_ignore | zzz_ignore | zzz_ignore | zzz_ignore | zzz_ignore | zzz_ignore | zzz_ignore | zzz_ignore | zzz_ignore
90 | zzz_ignore | zzz_ignore | zzz_ignore | zzz_ignore | zzz_ignore | zzz_ignore | zzz_ignore | zzz_ignore | zzz_ignore | zzz_ignore | zzz_ignore | zzz_ignore | zzz_ignore | zzz_ignore | zzz_ignore | zzz_ignore | zzz_ignore | zzz_ignore | zzz_ignore | zzz_ignore | zzz_ignore | zzz_ignore | zzz_ignore | zzz_ignore
91 | zzz_ignore | zzz_ignore | zzz_ignore | zzz_ignore | zzz_ignore | zzz_ignore | zzz_ignore | zzz_ignore | zzz_ignore | zzz_ignore | zzz_ignore | zzz_ignore | zzz_ignore | zzz_ignore | zzz_ignore | zzz_ignore | zzz_ignore | zzz_ignore | zzz_ignore | zzz_ignore | zzz_ignore | zzz_ignore | zzz_ignore | zzz_ignore
92 | zzz_ignore | zzz_ignore | zzz_ignore | zzz_ignore | zzz_ignore | zzz_ignore | zzz_ignore | zzz_ignore | zzz_ignore | zzz_ignore | zzz_ignore | zzz_ignore | zzz_ignore | zzz_ignore | zzz_ignore | zzz_ignore | zzz_ignore | zzz_ignore | zzz_ignore | zzz_ignore | zzz_ignore | zzz_ignore | zzz_ignore | zzz_ignore
93 | zzz_ignore | zzz_ignore | zzz_ignore | zzz_ignore | zzz_ignore | zzz_ignore | zzz_ignore | zzz_ignore | zzz_ignore | zzz_ignore | zzz_ignore | zzz_ignore | zzz_ignore | zzz_ignore | zzz_ignore | zzz_ignore | zzz_ignore | zzz_ignore | zzz_ignore | zzz_ignore | zzz_ignore | zzz_ignore | zzz_ignore | zzz_ignore
94 | zzz_ignore | zzz_ignore | zzz_ignore | zzz_ignore | zzz_ignore | zzz_ignore | zzz_ignore | zzz_ignore | zzz_ignore | zzz_ignore | zzz_ignore | zzz_ignore | zzz_ignore | zzz_ignore | zzz_ignore | zzz_ignore | zzz_ignore | zzz_ignore | zzz_ignore | zzz_ignore | zzz_ignore | zzz_ignore | zzz_ignore | zzz_ignore
95 | zzz_ignore | zzz_ignore | zzz_ignore | zzz_ignore | zzz_ignore | zzz_ignore | zzz_ignore | zzz_ignore | zzz_ignore | zzz_ignore | zzz_ignore | zzz_ignore | zzz_ignore | zzz_ignore | zzz_ignore | zzz_ignore | zzz_ignore | zzz_ignore | zzz_ignore | zzz_ignore | zzz_ignore | zzz_ignore | zzz_ignore | zzz_ignore
96 | zzz_ignore | zzz_ignore | zzz_ignore | zzz_ignore | zzz_ignore | zzz_ignore | zzz_ignore | zzz_ignore | zzz_ignore | zzz_ignore | zzz_ignore | zzz_ignore | zzz_ignore | zzz_ignore | zzz_ignore | zzz_ignore | zzz_ignore | zzz_ignore | zzz_ignore | zzz_ignore | zzz_ignore | zzz_ignore | zzz_ignore | zzz_ignore
97 | zzz_ignore | zzz_ignore | zzz_ignore | zzz_ignore | zzz_ignore | zzz_ignore | zzz_ignore | zzz_ignore | zzz_ignore | zzz_ignore | zzz_ignore | zzz_ignore | zzz_ignore | zzz_ignore | zzz_ignore | zzz_ignore | zzz_ignore | zzz_ignore | zzz_ignore | zzz_ignore | zzz_ignore | zzz_ignore | zzz_ignore | zzz_ignore
99 | zzz_ignore | zzz_ignore | zzz_ignore | zzz_ignore | zzz_ignore | zzz_ignore | zzz_ignore | zzz_ignore | zzz_ignore | zzz_ignore | zzz_ignore | zzz_ignore | zzz_ignore | zzz_ignore | zzz_ignore | zzz_ignore | zzz_ignore | zzz_ignore | zzz_ignore | zzz_ignore | zzz_ignore | zzz_ignore | zzz_ignore | zzz_ignore
100 | zzz_ignore | zzz_ignore | zzz_ignore | zzz_ignore | zzz_ignore | zzz_ignore | zzz_ignore | zzz_ignore | zzz_ignore | zzz_ignore | zzz_ignore | zzz_ignore | zzz_ignore | zzz_ignore | zzz_ignore | zzz_ignore | zzz_ignore | zzz_ignore | zzz_ignore | zzz_ignore | zzz_ignore | zzz_ignore | zzz_ignore | zzz_ignore
101 | zzz_ignore | zzz_ignore | zzz_ignore | zzz_ignore | zzz_ignore | zzz_ignore | zzz_ignore | zzz_ignore | zzz_ignore | zzz_ignore | zzz_ignore | zzz_ignore | zzz_ignore | zzz_ignore | zzz_ignore | zzz_ignore | zzz_ignore | zzz_ignore | zzz_ignore | zzz_ignore | zzz_ignore | zzz_ignore | zzz_ignore | zzz_ignore
102 | zzz_ignore | zzz_ignore | zzz_ignore | zzz_ignore | zzz_ignore | zzz_ignore | zzz_ignore | zzz_ignore | zzz_ignore | zzz_ignore | zzz_ignore | zzz_ignore | zzz_ignore | zzz_ignore | zzz_ignore | zzz_ignore | zzz_ignore | zzz_ignore | zzz_ignore | zzz_ignore | zzz_ignore | zzz_ignore | zzz_ignore | zzz_ignore
103 | zzz_ignore | zzz_ignore | zzz_ignore | zzz_ignore | zzz_ignore | zzz_ignore | zzz_ignore | zzz_ignore | zzz_ignore | zzz_ignore | zzz_ignore | zzz_ignore | zzz_ignore | zzz_ignore | zzz_ignore | zzz_ignore | zzz_ignore | zzz_ignore | zzz_ignore | zzz_ignore | zzz_ignore | zzz_ignore | zzz_ignore | zzz_ignore
104 | zzz_ignore | zzz_ignore | zzz_ignore | zzz_ignore | zzz_ignore | zzz_ignore | zzz_ignore | zzz_ignore | zzz_ignore | zzz_ignore | zzz_ignore | zzz_ignore | zzz_ignore | zzz_ignore | zzz_ignore | zzz_ignore | zzz_ignore | zzz_ignore | zzz_ignore | zzz_ignore | zzz_ignore | zzz_ignore | zzz_ignore | zzz_ignore
105 | zzz_ignore | zzz_ignore | zzz_ignore | zzz_ignore | zzz_ignore | zzz_ignore | zzz_ignore | zzz_ignore | zzz_ignore | zzz_ignore | zzz_ignore | zzz_ignore | zzz_ignore | zzz_ignore | zzz_ignore | zzz_ignore | zzz_ignore | zzz_ignore | zzz_ignore | zzz_ignore | zzz_ignore | zzz_ignore | zzz_ignore | zzz_ignore
106 | zzz_ignore | zzz_ignore | zzz_ignore | zzz_ignore | zzz_ignore | zzz_ignore | zzz_ignore | zzz_ignore | zzz_ignore | zzz_ignore | zzz_ignore | zzz_ignore | zzz_ignore | zzz_ignore | zzz_ignore | zzz_ignore | zzz_ignore | zzz_ignore | zzz_ignore | zzz_ignore | zzz_ignore | zzz_ignore | zzz_ignore | zzz_ignore
107 | zzz_ignore | zzz_ignore | zzz_ignore | zzz_ignore | zzz_ignore | zzz_ignore | zzz_ignore | zzz_ignore | zzz_ignore | zzz_ignore | zzz_ignore | zzz_ignore | zzz_ignore | zzz_ignore | zzz_ignore | zzz_ignore | zzz_ignore | zzz_ignore | zzz_ignore | zzz_ignore | zzz_ignore | zzz_ignore | zzz_ignore | zzz_ignore
108 | zzz_ignore | zzz_ignore | zzz_ignore | zzz_ignore | zzz_ignore | zzz_ignore | zzz_ignore | zzz_ignore | zzz_ignore | zzz_ignore | zzz_ignore | zzz_ignore | zzz_ignore | zzz_ignore | zzz_ignore | zzz_ignore | zzz_ignore | zzz_ignore | zzz_ignore | zzz_ignore | zzz_ignore | zzz_ignore | zzz_ignore | zzz_ignore
109 | zzz_ignore | zzz_ignore | zzz_ignore | zzz_ignore | zzz_ignore | zzz_ignore | zzz_ignore | zzz_ignore | zzz_ignore | zzz_ignore | zzz_ignore | zzz_ignore | zzz_ignore | zzz_ignore | zzz_ignore | zzz_ignore | zzz_ignore | zzz_ignore | zzz_ignore | zzz_ignore | zzz_ignore | zzz_ignore | zzz_ignore | zzz_ignore
110 | zzz_ignore | zzz_ignore | zzz_ignore | zzz_ignore | zzz_ignore | zzz_ignore | zzz_ignore | zzz_ignore | zzz_ignore | zzz_ignore | zzz_ignore | zzz_ignore | zzz_ignore | zzz_ignore | zzz_ignore | zzz_ignore | zzz_ignore | zzz_ignore | zzz_ignore | zzz_ignore | zzz_ignore | zzz_ignore | zzz_ignore | zzz_ignore
111 | zzz_ignore | zzz_ignore | zzz_ignore | zzz_ignore | zzz_ignore | zzz_ignore | zzz_ignore | zzz_ignore | zzz_ignore | zzz_ignore | zzz_ignore | zzz_ignore | zzz_ignore | zzz_ignore | zzz_ignore | zzz_ignore | zzz_ignore | zzz_ignore | zzz_ignore | zzz_ignore | zzz_ignore | zzz_ignore | zzz_ignore | zzz_ignore
112 | zzz_ignore | zzz_ignore | zzz_ignore | zzz_ignore | zzz_ignore | zzz_ignore | zzz_ignore | zzz_ignore | zzz_ignore | zzz_ignore | zzz_ignore | zzz_ignore | zzz_ignore | zzz_ignore | zzz_ignore | zzz_ignore | zzz_ignore | zzz_ignore | zzz_ignore | zzz_ignore | zzz_ignore | zzz_ignore | zzz_ignore | zzz_ignore
113 | zzz_ignore | zzz_ignore | zzz_ignore | zzz_ignore | zzz_ignore | zzz_ignore | zzz_ignore | zzz_ignore | zzz_ignore | zzz_ignore | zzz_ignore | zzz_ignore | zzz_ignore | zzz_ignore | zzz_ignore | zzz_ignore | zzz_ignore | zzz_ignore | zzz_ignore | zzz_ignore | zzz_ignore | zzz_ignore | zzz_ignore | zzz_ignore
114 | zzz_ignore | zzz_ignore | zzz_ignore | zzz_ignore | zzz_ignore | zzz_ignore | zzz_ignore | zzz_ignore | zzz_ignore | zzz_ignore | zzz_ignore | zzz_ignore | zzz_ignore | zzz_ignore | zzz_ignore | zzz_ignore | zzz_ignore | zzz_ignore | zzz_ignore | zzz_ignore | zzz_ignore | zzz_ignore | zzz_ignore | zzz_ignore
117 | zzz_ignore | zzz_ignore | zzz_ignore | zzz_ignore | zzz_ignore | zzz_ignore | zzz_ignore | zzz_ignore | zzz_ignore | zzz_ignore | zzz_ignore | zzz_ignore | zzz_ignore | zzz_ignore | zzz_ignore | zzz_ignore | zzz_ignore | zzz_ignore | zzz_ignore | zzz_ignore | zzz_ignore | zzz_ignore | zzz_ignore | zzz_ignore
118 | zzz_ignore | zzz_ignore | zzz_ignore | zzz_ignore | zzz_ignore | zzz_ignore | zzz_ignore | zzz_ignore | zzz_ignore | zzz_ignore | zzz_ignore | zzz_ignore | zzz_ignore | zzz_ignore | zzz_ignore | zzz_ignore | zzz_ignore | zzz_ignore | zzz_ignore | zzz_ignore | zzz_ignore | zzz_ignore | zzz_ignore | zzz_ignore
119 | zzz_ignore | zzz_ignore | zzz_ignore | zzz_ignore | zzz_ignore | zzz_ignore | zzz_ignore | zzz_ignore | zzz_ignore | zzz_ignore | zzz_ignore | zzz_ignore | zzz_ignore | zzz_ignore | zzz_ignore | zzz_ignore | zzz_ignore | zzz_ignore | zzz_ignore | zzz_ignore | zzz_ignore | zzz_ignore | zzz_ignore | zzz_ignore
120 | zzz_ignore | zzz_ignore | zzz_ignore | zzz_ignore | zzz_ignore | zzz_ignore | zzz_ignore | zzz_ignore | zzz_ignore | zzz_ignore | zzz_ignore | zzz_ignore | zzz_ignore | zzz_ignore | zzz_ignore | zzz_ignore | zzz_ignore | zzz_ignore | zzz_ignore | zzz_ignore | zzz_ignore | zzz_ignore | zzz_ignore | zzz_ignore
121 | zzz_ignore | zzz_ignore | zzz_ignore | zzz_ignore | zzz_ignore | zzz_ignore | zzz_ignore | zzz_ignore | zzz_ignore | zzz_ignore | zzz_ignore | zzz_ignore | zzz_ignore | zzz_ignore | zzz_ignore | zzz_ignore | zzz_ignore | zzz_ignore | zzz_ignore | zzz_ignore | zzz_ignore | zzz_ignore | zzz_ignore | zzz_ignore
122 | zzz_ignore | zzz_ignore | zzz_ignore | zzz_ignore | zzz_ignore | zzz_ignore | zzz_ignore | zzz_ignore | zzz_ignore | zzz_ignore | zzz_ignore | zzz_ignore | zzz_ignore | zzz_ignore | zzz_ignore | zzz_ignore | zzz_ignore | zzz_ignore | zzz_ignore | zzz_ignore | zzz_ignore | zzz_ignore | zzz_ignore | zzz_ignore
123 | zzz_ignore | zzz_ignore | zzz_ignore | zzz_ignore | zzz_ignore | zzz_ignore | zzz_ignore | zzz_ignore | zzz_ignore | zzz_ignore | zzz_ignore | zzz_ignore | zzz_ignore | zzz_ignore | zzz_ignore | zzz_ignore | zzz_ignore | zzz_ignore | zzz_ignore | zzz_ignore | zzz_ignore | zzz_ignore | zzz_ignore | zzz_ignore
124 | zzz_ignore | zzz_ignore | zzz_ignore | zzz_ignore | zzz_ignore | zzz_ignore | zzz_ignore | zzz_ignore | zzz_ignore | zzz_ignore | zzz_ignore | zzz_ignore | zzz_ignore | zzz_ignore | zzz_ignore | zzz_ignore | zzz_ignore | zzz_ignore | zzz_ignore | zzz_ignore | zzz_ignore | zzz_ignore | zzz_ignore | zzz_ignore
125 | zzz_ignore | zzz_ignore | zzz_ignore | zzz_ignore | zzz_ignore | zzz_ignore | zzz_ignore | zzz_ignore | zzz_ignore | zzz_ignore | zzz_ignore | zzz_ignore | zzz_ignore | zzz_ignore | zzz_ignore | zzz_ignore | zzz_ignore | zzz_ignore | zzz_ignore | zzz_ignore | zzz_ignore | zzz_ignore | zzz_ignore | zzz_ignore
126 | zzz_ignore | zzz_ignore | zzz_ignore | zzz_ignore | zzz_ignore | zzz_ignore | zzz_ignore | zzz_ignore | zzz_ignore | zzz_ignore | zzz_ignore | zzz_ignore | zzz_ignore | zzz_ignore | zzz_ignore | zzz_ignore | zzz_ignore | zzz_ignore | zzz_ignore | zzz_ignore | zzz_ignore | zzz_ignore | zzz_ignore | zzz_ignore
127 | zzz_ignore | zzz_ignore | zzz_ignore | zzz_ignore | zzz_ignore | zzz_ignore | zzz_ignore | zzz_ignore | zzz_ignore | zzz_ignore | zzz_ignore | zzz_ignore | zzz_ignore | zzz_ignore | zzz_ignore | zzz_ignore | zzz_ignore | zzz_ignore | zzz_ignore | zzz_ignore | zzz_ignore | zzz_ignore | zzz_ignore | zzz_ignore
128 | zzz_ignore | zzz_ignore | zzz_ignore | zzz_ignore | zzz_ignore | zzz_ignore | zzz_ignore | zzz_ignore | zzz_ignore | zzz_ignore | zzz_ignore | zzz_ignore | zzz_ignore | zzz_ignore | zzz_ignore | zzz_ignore | zzz_ignore | zzz_ignore | zzz_ignore | zzz_ignore | zzz_ignore | zzz_ignore | zzz_ignore | zzz_ignore
129 | zzz_ignore | zzz_ignore | zzz_ignore | zzz_ignore | zzz_ignore | zzz_ignore | zzz_ignore | zzz_ignore | zzz_ignore | zzz_ignore | zzz_ignore | zzz_ignore | zzz_ignore | zzz_ignore | zzz_ignore | zzz_ignore | zzz_ignore | zzz_ignore | zzz_ignore | zzz_ignore | zzz_ignore | zzz_ignore | zzz_ignore | zzz_ignore
130 | zzz_ignore | zzz_ignore | zzz_ignore | zzz_ignore | zzz_ignore | zzz_ignore | zzz_ignore | zzz_ignore | zzz_ignore | zzz_ignore | zzz_ignore | zzz_ignore | zzz_ignore | zzz_ignore | zzz_ignore | zzz_ignore | zzz_ignore | zzz_ignore | zzz_ignore | zzz_ignore | zzz_ignore | zzz_ignore | zzz_ignore | zzz_ignore
131 | zzz_ignore | zzz_ignore | zzz_ignore | zzz_ignore | zzz_ignore | zzz_ignore | zzz_ignore | zzz_ignore | zzz_ignore | zzz_ignore | zzz_ignore | zzz_ignore | zzz_ignore | zzz_ignore | zzz_ignore | zzz_ignore | zzz_ignore | zzz_ignore | zzz_ignore | zzz_ignore | zzz_ignore | zzz_ignore | zzz_ignore | zzz_ignore
132 | zzz_ignore | zzz_ignore | zzz_ignore | zzz_ignore | zzz_ignore | zzz_ignore | zzz_ignore | zzz_ignore | zzz_ignore | zzz_ignore | zzz_ignore | zzz_ignore | zzz_ignore | zzz_ignore | zzz_ignore | zzz_ignore | zzz_ignore | zzz_ignore | zzz_ignore | zzz_ignore | zzz_ignore | zzz_ignore | zzz_ignore | zzz_ignore
133 | zzz_ignore | zzz_ignore | zzz_ignore | zzz_ignore | zzz_ignore | zzz_ignore | zzz_ignore | zzz_ignore | zzz_ignore | zzz_ignore | zzz_ignore | zzz_ignore | zzz_ignore | zzz_ignore | zzz_ignore | zzz_ignore | zzz_ignore | zzz_ignore | zzz_ignore | zzz_ignore | zzz_ignore | zzz_ignore | zzz_ignore | zzz_ignore
134 | zzz_ignore | zzz_ignore | zzz_ignore | zzz_ignore | zzz_ignore | zzz_ignore | zzz_ignore | zzz_ignore | zzz_ignore | zzz_ignore | zzz_ignore | zzz_ignore | zzz_ignore | zzz_ignore | zzz_ignore | zzz_ignore | zzz_ignore | zzz_ignore | zzz_ignore | zzz_ignore | zzz_ignore | zzz_ignore | zzz_ignore | zzz_ignore
135 | zzz_ignore | zzz_ignore | zzz_ignore | zzz_ignore | zzz_ignore | zzz_ignore | zzz_ignore | zzz_ignore | zzz_ignore | zzz_ignore | zzz_ignore | zzz_ignore | zzz_ignore | zzz_ignore | zzz_ignore | zzz_ignore | zzz_ignore | zzz_ignore | zzz_ignore | zzz_ignore | zzz_ignore | zzz_ignore | zzz_ignore | zzz_ignore
136 | zzz_ignore | zzz_ignore | zzz_ignore | zzz_ignore | zzz_ignore | zzz_ignore | zzz_ignore | zzz_ignore | zzz_ignore | zzz_ignore | zzz_ignore | zzz_ignore | zzz_ignore | zzz_ignore | zzz_ignore | zzz_ignore | zzz_ignore | zzz_ignore | zzz_ignore | zzz_ignore | zzz_ignore | zzz_ignore | zzz_ignore | zzz_ignore
137 | zzz_ignore | zzz_ignore | zzz_ignore | zzz_ignore | zzz_ignore | zzz_ignore | zzz_ignore | zzz_ignore | zzz_ignore | zzz_ignore | zzz_ignore | zzz_ignore | zzz_ignore | zzz_ignore | zzz_ignore | zzz_ignore | zzz_ignore | zzz_ignore | zzz_ignore | zzz_ignore | zzz_ignore | zzz_ignore | zzz_ignore | zzz_ignore
138 | zzz_ignore | zzz_ignore | zzz_ignore | zzz_ignore | zzz_ignore | zzz_ignore | zzz_ignore | zzz_ignore | zzz_ignore | zzz_ignore | zzz_ignore | zzz_ignore | zzz_ignore | zzz_ignore | zzz_ignore | zzz_ignore | zzz_ignore | zzz_ignore | zzz_ignore | zzz_ignore | zzz_ignore | zzz_ignore | zzz_ignore | zzz_ignore
139 | zzz_ignore | zzz_ignore | zzz_ignore | zzz_ignore | zzz_ignore | zzz_ignore | zzz_ignore | zzz_ignore | zzz_ignore | zzz_ignore | zzz_ignore | zzz_ignore | zzz_ignore | zzz_ignore | zzz_ignore | zzz_ignore | zzz_ignore | zzz_ignore | zzz_ignore | zzz_ignore | zzz_ignore | zzz_ignore | zzz_ignore | zzz_ignore
140 | zzz_ignore | zzz_ignore | zzz_ignore | zzz_ignore | zzz_ignore | zzz_ignore | zzz_ignore | zzz_ignore | zzz_ignore | zzz_ignore | zzz_ignore | zzz_ignore | zzz_ignore | zzz_ignore | zzz_ignore | zzz_ignore | zzz_ignore | zzz_ignore | zzz_ignore | zzz_ignore | zzz_ignore | zzz_ignore | zzz_ignore | zzz_ignore
142 | zzz_ignore | zzz_ignore | zzz_ignore | zzz_ignore | zzz_ignore | zzz_ignore | zzz_ignore | zzz_ignore | zzz_ignore | zzz_ignore | zzz_ignore | zzz_ignore | zzz_ignore | zzz_ignore | zzz_ignore | zzz_ignore | zzz_ignore | zzz_ignore | zzz_ignore | zzz_ignore | zzz_ignore | zzz_ignore | zzz_ignore | zzz_ignore
143 | zzz_ignore | zzz_ignore | zzz_ignore | zzz_ignore | zzz_ignore | zzz_ignore | zzz_ignore | zzz_ignore | zzz_ignore | zzz_ignore | zzz_ignore | zzz_ignore | zzz_ignore | zzz_ignore | zzz_ignore | zzz_ignore | zzz_ignore | zzz_ignore | zzz_ignore | zzz_ignore | zzz_ignore | zzz_ignore | zzz_ignore | zzz_ignore
144 | zzz_ignore | zzz_ignore | zzz_ignore | zzz_ignore | zzz_ignore | zzz_ignore | zzz_ignore | zzz_ignore | zzz_ignore | zzz_ignore | zzz_ignore | zzz_ignore | zzz_ignore | zzz_ignore | zzz_ignore | zzz_ignore | zzz_ignore | zzz_ignore | zzz_ignore | zzz_ignore | zzz_ignore | zzz_ignore | zzz_ignore | zzz_ignore
145 | zzz_ignore | zzz_ignore | zzz_ignore | zzz_ignore | zzz_ignore | zzz_ignore | zzz_ignore | zzz_ignore | zzz_ignore | zzz_ignore | zzz_ignore | zzz_ignore | zzz_ignore | zzz_ignore | zzz_ignore | zzz_ignore | zzz_ignore | zzz_ignore | zzz_ignore | zzz_ignore | zzz_ignore | zzz_ignore | zzz_ignore | zzz_ignore
147 | zzz_ignore | zzz_ignore | zzz_ignore | zzz_ignore | zzz_ignore | zzz_ignore | zzz_ignore | zzz_ignore | zzz_ignore | zzz_ignore | zzz_ignore | zzz_ignore | zzz_ignore | zzz_ignore | zzz_ignore | zzz_ignore | zzz_ignore | zzz_ignore | zzz_ignore | zzz_ignore | zzz_ignore | zzz_ignore | zzz_ignore | zzz_ignore
148 | zzz_ignore | zzz_ignore | zzz_ignore | zzz_ignore | zzz_ignore | zzz_ignore | zzz_ignore | zzz_ignore | zzz_ignore | zzz_ignore | zzz_ignore | zzz_ignore | zzz_ignore | zzz_ignore | zzz_ignore | zzz_ignore | zzz_ignore | zzz_ignore | zzz_ignore | zzz_ignore | zzz_ignore | zzz_ignore | zzz_ignore | zzz_ignore
149 | zzz_ignore | zzz_ignore | zzz_ignore | zzz_ignore | zzz_ignore | zzz_ignore | zzz_ignore | zzz_ignore | zzz_ignore | zzz_ignore | zzz_ignore | zzz_ignore | zzz_ignore | zzz_ignore | zzz_ignore | zzz_ignore | zzz_ignore | zzz_ignore | zzz_ignore | zzz_ignore | zzz_ignore | zzz_ignore | zzz_ignore | zzz_ignore
151 | zzz_ignore | zzz_ignore | zzz_ignore | zzz_ignore | zzz_ignore | zzz_ignore | zzz_ignore | zzz_ignore | zzz_ignore | zzz_ignore | zzz_ignore | zzz_ignore | zzz_ignore | zzz_ignore | zzz_ignore | zzz_ignore | zzz_ignore | zzz_ignore | zzz_ignore | zzz_ignore | zzz_ignore | zzz_ignore | zzz_ignore | zzz_ignore
152 | zzz_ignore | zzz_ignore | zzz_ignore | zzz_ignore | zzz_ignore | zzz_ignore | zzz_ignore | zzz_ignore | zzz_ignore | zzz_ignore | zzz_ignore | zzz_ignore | zzz_ignore | zzz_ignore | zzz_ignore | zzz_ignore | zzz_ignore | zzz_ignore | zzz_ignore | zzz_ignore | zzz_ignore | zzz_ignore | zzz_ignore | zzz_ignore
153 | zzz_ignore | zzz_ignore | zzz_ignore | zzz_ignore | zzz_ignore | zzz_ignore | zzz_ignore | zzz_ignore | zzz_ignore | zzz_ignore | zzz_ignore | zzz_ignore | zzz_ignore | zzz_ignore | zzz_ignore | zzz_ignore | zzz_ignore | zzz_ignore | zzz_ignore | zzz_ignore | zzz_ignore | zzz_ignore | zzz_ignore | zzz_ignore
156 | zzz_ignore | zzz_ignore | zzz_ignore | zzz_ignore | zzz_ignore | zzz_ignore | zzz_ignore | zzz_ignore | zzz_ignore | zzz_ignore | zzz_ignore | zzz_ignore | zzz_ignore | zzz_ignore | zzz_ignore | zzz_ignore | zzz_ignore | zzz_ignore | zzz_ignore | zzz_ignore | zzz_ignore | zzz_ignore | zzz_ignore | zzz_ignore
157 | zzz_ignore | zzz_ignore | zzz_ignore | zzz_ignore | zzz_ignore | zzz_ignore | zzz_ignore | zzz_ignore | zzz_ignore | zzz_ignore | zzz_ignore | zzz_ignore | zzz_ignore | zzz_ignore | zzz_ignore | zzz_ignore | zzz_ignore | zzz_ignore | zzz_ignore | zzz_ignore | zzz_ignore | zzz_ignore | zzz_ignore | zzz_ignore
158 | zzz_ignore | zzz_ignore | zzz_ignore | zzz_ignore | zzz_ignore | zzz_ignore | zzz_ignore | zzz_ignore | zzz_ignore | zzz_ignore | zzz_ignore | zzz_ignore | zzz_ignore | zzz_ignore | zzz_ignore | zzz_ignore | zzz_ignore | zzz_ignore | zzz_ignore | zzz_ignore | zzz_ignore | zzz_ignore | zzz_ignore | zzz_ignore
159 | zzz_ignore | zzz_ignore | zzz_ignore | zzz_ignore | zzz_ignore | zzz_ignore | zzz_ignore | zzz_ignore | zzz_ignore | zzz_ignore | zzz_ignore | zzz_ignore | zzz_ignore | zzz_ignore | zzz_ignore | zzz_ignore | zzz_ignore | zzz_ignore | zzz_ignore | zzz_ignore | zzz_ignore | zzz_ignore | zzz_ignore | zzz_ignore
160 | zzz_ignore | zzz_ignore | zzz_ignore | zzz_ignore | zzz_ignore | zzz_ignore | zzz_ignore | zzz_ignore | zzz_ignore | zzz_ignore | zzz_ignore | zzz_ignore | zzz_ignore | zzz_ignore | zzz_ignore | zzz_ignore | zzz_ignore | zzz_ignore | zzz_ignore | zzz_ignore | zzz_ignore | zzz_ignore | zzz_ignore | zzz_ignore
161 | zzz_ignore | zzz_ignore | zzz_ignore | zzz_ignore | zzz_ignore | zzz_ignore | zzz_ignore | zzz_ignore | zzz_ignore | zzz_ignore | zzz_ignore | zzz_ignore | zzz_ignore | zzz_ignore | zzz_ignore | zzz_ignore | zzz_ignore | zzz_ignore | zzz_ignore | zzz_ignore | zzz_ignore | zzz_ignore | zzz_ignore | zzz_ignore
162 | zzz_ignore | zzz_ignore | zzz_ignore | zzz_ignore | zzz_ignore | zzz_ignore | zzz_ignore | zzz_ignore | zzz_ignore | zzz_ignore | zzz_ignore | zzz_ignore | zzz_ignore | zzz_ignore | zzz_ignore | zzz_ignore | zzz_ignore | zzz_ignore | zzz_ignore | zzz_ignore | zzz_ignore | zzz_ignore | zzz_ignore | zzz_ignore
163 | zzz_ignore | zzz_ignore | zzz_ignore | zzz_ignore | zzz_ignore | zzz_ignore | zzz_ignore | zzz_ignore | zzz_ignore | zzz_ignore | zzz_ignore | zzz_ignore | zzz_ignore | zzz_ignore | zzz_ignore | zzz_ignore | zzz_ignore | zzz_ignore | zzz_ignore | zzz_ignore | zzz_ignore | zzz_ignore | zzz_ignore | zzz_ignore
164 | zzz_ignore | zzz_ignore | zzz_ignore | zzz_ignore | zzz_ignore | zzz_ignore | zzz_ignore | zzz_ignore | zzz_ignore | zzz_ignore | zzz_ignore | zzz_ignore | zzz_ignore | zzz_ignore | zzz_ignore | zzz_ignore | zzz_ignore | zzz_ignore | zzz_ignore | zzz_ignore | zzz_ignore | zzz_ignore | zzz_ignore | zzz_ignore
165 | zzz_ignore | zzz_ignore | zzz_ignore | zzz_ignore | zzz_ignore | zzz_ignore | zzz_ignore | zzz_ignore | zzz_ignore | zzz_ignore | zzz_ignore | zzz_ignore | zzz_ignore | zzz_ignore | zzz_ignore | zzz_ignore | zzz_ignore | zzz_ignore | zzz_ignore | zzz_ignore | zzz_ignore | zzz_ignore | zzz_ignore | zzz_ignore
166 | zzz_ignore | zzz_ignore | zzz_ignore | zzz_ignore | zzz_ignore | zzz_ignore | zzz_ignore | zzz_ignore | zzz_ignore | zzz_ignore | zzz_ignore | zzz_ignore | zzz_ignore | zzz_ignore | zzz_ignore | zzz_ignore | zzz_ignore | zzz_ignore | zzz_ignore | zzz_ignore | zzz_ignore | zzz_ignore | zzz_ignore | zzz_ignore
167 | zzz_ignore | zzz_ignore | zzz_ignore | zzz_ignore | zzz_ignore | zzz_ignore | zzz_ignore | zzz_ignore | zzz_ignore | zzz_ignore | zzz_ignore | zzz_ignore | zzz_ignore | zzz_ignore | zzz_ignore | zzz_ignore | zzz_ignore | zzz_ignore | zzz_ignore | zzz_ignore | zzz_ignore | zzz_ignore | zzz_ignore | zzz_ignore
168 | zzz_ignore | zzz_ignore | zzz_ignore | zzz_ignore | zzz_ignore | zzz_ignore | zzz_ignore | zzz_ignore | zzz_ignore | zzz_ignore | zzz_ignore | zzz_ignore | zzz_ignore | zzz_ignore | zzz_ignore | zzz_ignore | zzz_ignore | zzz_ignore | zzz_ignore | zzz_ignore | zzz_ignore | zzz_ignore | zzz_ignore | zzz_ignore
169 | zzz_ignore | zzz_ignore | zzz_ignore | zzz_ignore | zzz_ignore | zzz_ignore | zzz_ignore | zzz_ignore | zzz_ignore | zzz_ignore | zzz_ignore | zzz_ignore | zzz_ignore | zzz_ignore | zzz_ignore | zzz_ignore | zzz_ignore | zzz_ignore | zzz_ignore | zzz_ignore | zzz_ignore | zzz_ignore | zzz_ignore | zzz_ignore
170 | zzz_ignore | zzz_ignore | zzz_ignore | zzz_ignore | zzz_ignore | zzz_ignore | zzz_ignore | zzz_ignore | zzz_ignore | zzz_ignore | zzz_ignore | zzz_ignore | zzz_ignore | zzz_ignore | zzz_ignore | zzz_ignore | zzz_ignore | zzz_ignore | zzz_ignore | zzz_ignore | zzz_ignore | zzz_ignore | zzz_ignore | zzz_ignore
171 | zzz_ignore | zzz_ignore | zzz_ignore | zzz_ignore | zzz_ignore | zzz_ignore | zzz_ignore | zzz_ignore | zzz_ignore | zzz_ignore | zzz_ignore | zzz_ignore | zzz_ignore | zzz_ignore | zzz_ignore | zzz_ignore | zzz_ignore | zzz_ignore | zzz_ignore | zzz_ignore | zzz_ignore | zzz_ignore | zzz_ignore | zzz_ignore
172 | zzz_ignore | zzz_ignore | zzz_ignore | zzz_ignore | zzz_ignore | zzz_ignore | zzz_ignore | zzz_ignore | zzz_ignore | zzz_ignore | zzz_ignore | zzz_ignore | zzz_ignore | zzz_ignore | zzz_ignore | zzz_ignore | zzz_ignore | zzz_ignore | zzz_ignore | zzz_ignore | zzz_ignore | zzz_ignore | zzz_ignore | zzz_ignore
173 | zzz_ignore | zzz_ignore | zzz_ignore | zzz_ignore | zzz_ignore | zzz_ignore | zzz_ignore | zzz_ignore | zzz_ignore | zzz_ignore | zzz_ignore | zzz_ignore | zzz_ignore | zzz_ignore | zzz_ignore | zzz_ignore | zzz_ignore | zzz_ignore | zzz_ignore | zzz_ignore | zzz_ignore | zzz_ignore | zzz_ignore | zzz_ignore
174 | zzz_ignore | zzz_ignore | zzz_ignore | zzz_ignore | zzz_ignore | zzz_ignore | zzz_ignore | zzz_ignore | zzz_ignore | zzz_ignore | zzz_ignore | zzz_ignore | zzz_ignore | zzz_ignore | zzz_ignore | zzz_ignore | zzz_ignore | zzz_ignore | zzz_ignore | zzz_ignore | zzz_ignore | zzz_ignore | zzz_ignore | zzz_ignore
187 | zzz_ignore | zzz_ignore | zzz_ignore | zzz_ignore | zzz_ignore | zzz_ignore | zzz_ignore | zzz_ignore | zzz_ignore | zzz_ignore | zzz_ignore | zzz_ignore | zzz_ignore | zzz_ignore | zzz_ignore | zzz_ignore | zzz_ignore | zzz_ignore | zzz_ignore | zzz_ignore | zzz_ignore | zzz_ignore | zzz_ignore | zzz_ignore
188 | zzz_ignore | zzz_ignore | zzz_ignore | zzz_ignore | zzz_ignore | zzz_ignore | zzz_ignore | zzz_ignore | zzz_ignore | zzz_ignore | zzz_ignore | zzz_ignore | zzz_ignore | zzz_ignore | zzz_ignore | zzz_ignore | zzz_ignore | zzz_ignore | zzz_ignore | zzz_ignore | zzz_ignore | zzz_ignore | zzz_ignore | zzz_ignore
189 | zzz_ignore | zzz_ignore | zzz_ignore | zzz_ignore | zzz_ignore | zzz_ignore | zzz_ignore | zzz_ignore | zzz_ignore | zzz_ignore | zzz_ignore | zzz_ignore | zzz_ignore | zzz_ignore | zzz_ignore | zzz_ignore | zzz_ignore | zzz_ignore | zzz_ignore | zzz_ignore | zzz_ignore | zzz_ignore | zzz_ignore | zzz_ignore
190 | zzz_ignore | zzz_ignore | zzz_ignore | zzz_ignore | zzz_ignore | zzz_ignore | zzz_ignore | zzz_ignore | zzz_ignore | zzz_ignore | zzz_ignore | zzz_ignore | zzz_ignore | zzz_ignore | zzz_ignore | zzz_ignore | zzz_ignore | zzz_ignore | zzz_ignore | zzz_ignore | zzz_ignore | zzz_ignore | zzz_ignore | zzz_ignore
191 | zzz_ignore | zzz_ignore | zzz_ignore | zzz_ignore | zzz_ignore | zzz_ignore | zzz_ignore | zzz_ignore | zzz_ignore | zzz_ignore | zzz_ignore | zzz_ignore | zzz_ignore | zzz_ignore | zzz_ignore | zzz_ignore | zzz_ignore | zzz_ignore | zzz_ignore | zzz_ignore | zzz_ignore | zzz_ignore | zzz_ignore | zzz_ignore
192 | zzz_ignore | zzz_ignore | zzz_ignore | zzz_ignore | zzz_ignore | zzz_ignore | zzz_ignore | zzz_ignore | zzz_ignore | zzz_ignore | zzz_ignore | zzz_ignore | zzz_ignore | zzz_ignore | zzz_ignore | zzz_ignore | zzz_ignore | zzz_ignore | zzz_ignore | zzz_ignore | zzz_ignore | zzz_ignore | zzz_ignore | zzz_ignore
193 | zzz_ignore | zzz_ignore | zzz_ignore | zzz_ignore | zzz_ignore | zzz_ignore | zzz_ignore | zzz_ignore | zzz_ignore | zzz_ignore | zzz_ignore | zzz_ignore | zzz_ignore | zzz_ignore | zzz_ignore | zzz_ignore | zzz_ignore | zzz_ignore | zzz_ignore | zzz_ignore | zzz_ignore | zzz_ignore | zzz_ignore | zzz_ignore
194 | zzz_ignore | zzz_ignore | zzz_ignore | zzz_ignore | zzz_ignore | zzz_ignore | zzz_ignore | zzz_ignore | zzz_ignore | zzz_ignore | zzz_ignore | zzz_ignore | zzz_ignore | zzz_ignore | zzz_ignore | zzz_ignore | zzz_ignore | zzz_ignore | zzz_ignore | zzz_ignore | zzz_ignore | zzz_ignore | zzz_ignore | zzz_ignore
195 | zzz_ignore | zzz_ignore | zzz_ignore | zzz_ignore | zzz_ignore | zzz_ignore | zzz_ignore | zzz_ignore | zzz_ignore | zzz_ignore | zzz_ignore | zzz_ignore | zzz_ignore | zzz_ignore | zzz_ignore | zzz_ignore | zzz_ignore | zzz_ignore | zzz_ignore | zzz_ignore | zzz_ignore | zzz_ignore | zzz_ignore | zzz_ignore
196 | zzz_ignore | zzz_ignore | zzz_ignore | zzz_ignore | zzz_ignore | zzz_ignore | zzz_ignore | zzz_ignore | zzz_ignore | zzz_ignore | zzz_ignore | zzz_ignore | zzz_ignore | zzz_ignore | zzz_ignore | zzz_ignore | zzz_ignore | zzz_ignore | zzz_ignore | zzz_ignore | zzz_ignore | zzz_ignore | zzz_ignore | zzz_ignore
197 | zzz_ignore | zzz_ignore | zzz_ignore | zzz_ignore | zzz_ignore | zzz_ignore | zzz_ignore | zzz_ignore | zzz_ignore | zzz_ignore | zzz_ignore | zzz_ignore | zzz_ignore | zzz_ignore | zzz_ignore | zzz_ignore | zzz_ignore | zzz_ignore | zzz_ignore | zzz_ignore | zzz_ignore | zzz_ignore | zzz_ignore | zzz_ignore
198 | zzz_ignore | zzz_ignore | zzz_ignore | zzz_ignore | zzz_ignore | zzz_ignore | zzz_ignore | zzz_ignore | zzz_ignore | zzz_ignore | zzz_ignore | zzz_ignore | zzz_ignore | zzz_ignore | zzz_ignore | zzz_ignore | zzz_ignore | zzz_ignore | zzz_ignore | zzz_ignore | zzz_ignore | zzz_ignore | zzz_ignore | zzz_ignore
199 | zzz_ignore | zzz_ignore | zzz_ignore | zzz_ignore | zzz_ignore | zzz_ignore | zzz_ignore | zzz_ignore | zzz_ignore | zzz_ignore | zzz_ignore | zzz_ignore | zzz_ignore | zzz_ignore | zzz_ignore | zzz_ignore | zzz_ignore | zzz_ignore | zzz_ignore | zzz_ignore | zzz_ignore | zzz_ignore | zzz_ignore | zzz_ignore
200 | zzz_ignore | zzz_ignore | zzz_ignore | zzz_ignore | zzz_ignore | zzz_ignore | zzz_ignore | zzz_ignore | zzz_ignore | zzz_ignore | zzz_ignore | zzz_ignore | zzz_ignore | zzz_ignore | zzz_ignore | zzz_ignore | zzz_ignore | zzz_ignore | zzz_ignore | zzz_ignore | zzz_ignore | zzz_ignore | zzz_ignore | zzz_ignore
201 | zzz_ignore | zzz_ignore | zzz_ignore | zzz_ignore | zzz_ignore | zzz_ignore | zzz_ignore | zzz_ignore | zzz_ignore | zzz_ignore | zzz_ignore | zzz_ignore | zzz_ignore | zzz_ignore | zzz_ignore | zzz_ignore | zzz_ignore | zzz_ignore | zzz_ignore | zzz_ignore | zzz_ignore | zzz_ignore | zzz_ignore | zzz_ignore
202 | zzz_ignore | zzz_ignore | zzz_ignore | zzz_ignore | zzz_ignore | zzz_ignore | zzz_ignore | zzz_ignore | zzz_ignore | zzz_ignore | zzz_ignore | zzz_ignore | zzz_ignore | zzz_ignore | zzz_ignore | zzz_ignore | zzz_ignore | zzz_ignore | zzz_ignore | zzz_ignore | zzz_ignore | zzz_ignore | zzz_ignore | zzz_ignore
203 | zzz_ignore | zzz_ignore | zzz_ignore | zzz_ignore | zzz_ignore | zzz_ignore | zzz_ignore | zzz_ignore | zzz_ignore | zzz_ignore | zzz_ignore | zzz_ignore | zzz_ignore | zzz_ignore | zzz_ignore | zzz_ignore | zzz_ignore | zzz_ignore | zzz_ignore | zzz_ignore | zzz_ignore | zzz_ignore | zzz_ignore | zzz_ignore
204 | zzz_ignore | zzz_ignore | zzz_ignore | zzz_ignore | zzz_ignore | zzz_ignore | zzz_ignore | zzz_ignore | zzz_ignore | zzz_ignore | zzz_ignore | zzz_ignore | zzz_ignore | zzz_ignore | zzz_ignore | zzz_ignore | zzz_ignore | zzz_ignore | zzz_ignore | zzz_ignore | zzz_ignore | zzz_ignore | zzz_ignore | zzz_ignore
205 | zzz_ignore | zzz_ignore | zzz_ignore | zzz_ignore | zzz_ignore | zzz_ignore | zzz_ignore | zzz_ignore | zzz_ignore | zzz_ignore | zzz_ignore | zzz_ignore | zzz_ignore | zzz_ignore | zzz_ignore | zzz_ignore | zzz_ignore | zzz_ignore | zzz_ignore | zzz_ignore | zzz_ignore | zzz_ignore | zzz_ignore | zzz_ignore
206 | zzz_ignore | zzz_ignore | zzz_ignore | zzz_ignore | zzz_ignore | zzz_ignore | zzz_ignore | zzz_ignore | zzz_ignore | zzz_ignore | zzz_ignore | zzz_ignore | zzz_ignore | zzz_ignore | zzz_ignore | zzz_ignore | zzz_ignore | zzz_ignore | zzz_ignore | zzz_ignore | zzz_ignore | zzz_ignore | zzz_ignore | zzz_ignore
207 | zzz_ignore | zzz_ignore | zzz_ignore | zzz_ignore | zzz_ignore | zzz_ignore | zzz_ignore | zzz_ignore | zzz_ignore | zzz_ignore | zzz_ignore | zzz_ignore | zzz_ignore | zzz_ignore | zzz_ignore | zzz_ignore | zzz_ignore | zzz_ignore | zzz_ignore | zzz_ignore | zzz_ignore | zzz_ignore | zzz_ignore | zzz_ignore
208 | zzz_ignore | zzz_ignore | zzz_ignore | zzz_ignore | zzz_ignore | zzz_ignore | zzz_ignore | zzz_ignore | zzz_ignore | zzz_ignore | zzz_ignore | zzz_ignore | zzz_ignore | zzz_ignore | zzz_ignore | zzz_ignore | zzz_ignore | zzz_ignore | zzz_ignore | zzz_ignore | zzz_ignore | zzz_ignore | zzz_ignore | zzz_ignore
209 | zzz_ignore | zzz_ignore | zzz_ignore | zzz_ignore | zzz_ignore | zzz_ignore | zzz_ignore | zzz_ignore | zzz_ignore | zzz_ignore | zzz_ignore | zzz_ignore | zzz_ignore | zzz_ignore | zzz_ignore | zzz_ignore | zzz_ignore | zzz_ignore | zzz_ignore | zzz_ignore | zzz_ignore | zzz_ignore | zzz_ignore | zzz_ignore
210 | zzz_ignore | zzz_ignore | zzz_ignore | zzz_ignore | zzz_ignore | zzz_ignore | zzz_ignore | zzz_ignore | zzz_ignore | zzz_ignore | zzz_ignore | zzz_ignore | zzz_ignore | zzz_ignore | zzz_ignore | zzz_ignore | zzz_ignore | zzz_ignore | zzz_ignore | zzz_ignore | zzz_ignore | zzz_ignore | zzz_ignore | zzz_ignore
211 | zzz_ignore | zzz_ignore | zzz_ignore | zzz_ignore | zzz_ignore | zzz_ignore | zzz_ignore | zzz_ignore | zzz_ignore | zzz_ignore | zzz_ignore | zzz_ignore | zzz_ignore | zzz_ignore | zzz_ignore | zzz_ignore | zzz_ignore | zzz_ignore | zzz_ignore | zzz_ignore | zzz_ignore | zzz_ignore | zzz_ignore | zzz_ignore
212 | zzz_ignore | zzz_ignore | zzz_ignore | zzz_ignore | zzz_ignore | zzz_ignore | zzz_ignore | zzz_ignore | zzz_ignore | zzz_ignore | zzz_ignore | zzz_ignore | zzz_ignore | zzz_ignore | zzz_ignore | zzz_ignore | zzz_ignore | zzz_ignore | zzz_ignore | zzz_ignore | zzz_ignore | zzz_ignore | zzz_ignore | zzz_ignore
213 | zzz_ignore | zzz_ignore | zzz_ignore | zzz_ignore | zzz_ignore | zzz_ignore | zzz_ignore | zzz_ignore | zzz_ignore | zzz_ignore | zzz_ignore | zzz_ignore | zzz_ignore | zzz_ignore | zzz_ignore | zzz_ignore | zzz_ignore | zzz_ignore | zzz_ignore | zzz_ignore | zzz_ignore | zzz_ignore | zzz_ignore | zzz_ignore
214 | zzz_ignore | zzz_ignore | zzz_ignore | zzz_ignore | zzz_ignore | zzz_ignore | zzz_ignore | zzz_ignore | zzz_ignore | zzz_ignore | zzz_ignore | zzz_ignore | zzz_ignore | zzz_ignore | zzz_ignore | zzz_ignore | zzz_ignore | zzz_ignore | zzz_ignore | zzz_ignore | zzz_ignore | zzz_ignore | zzz_ignore | zzz_ignore
215 | zzz_ignore | zzz_ignore | zzz_ignore | zzz_ignore | zzz_ignore | zzz_ignore | zzz_ignore | zzz_ignore | zzz_ignore | zzz_ignore | zzz_ignore | zzz_ignore | zzz_ignore | zzz_ignore | zzz_ignore | zzz_ignore | zzz_ignore | zzz_ignore | zzz_ignore | zzz_ignore | zzz_ignore | zzz_ignore | zzz_ignore | zzz_ignore
216 | zzz_ignore | zzz_ignore | zzz_ignore | zzz_ignore | zzz_ignore | zzz_ignore | zzz_ignore | zzz_ignore | zzz_ignore | zzz_ignore | zzz_ignore | zzz_ignore | zzz_ignore | zzz_ignore | zzz_ignore | zzz_ignore | zzz_ignore | zzz_ignore | zzz_ignore | zzz_ignore | zzz_ignore | zzz_ignore | zzz_ignore | zzz_ignore
217 | zzz_ignore | zzz_ignore | zzz_ignore | zzz_ignore | zzz_ignore | zzz_ignore | zzz_ignore | zzz_ignore | zzz_ignore | zzz_ignore | zzz_ignore | zzz_ignore | zzz_ignore | zzz_ignore | zzz_ignore | zzz_ignore | zzz_ignore | zzz_ignore | zzz_ignore | zzz_ignore | zzz_ignore | zzz_ignore | zzz_ignore | zzz_ignore
218 | zzz_ignore | zzz_ignore | zzz_ignore | zzz_ignore | zzz_ignore | zzz_ignore | zzz_ignore | zzz_ignore | zzz_ignore | zzz_ignore | zzz_ignore | zzz_ignore | zzz_ignore | zzz_ignore | zzz_ignore | zzz_ignore | zzz_ignore | zzz_ignore | zzz_ignore | zzz_ignore | zzz_ignore | zzz_ignore | zzz_ignore | zzz_ignore
219 | zzz_ignore | zzz_ignore | zzz_ignore | zzz_ignore | zzz_ignore | zzz_ignore | zzz_ignore | zzz_ignore | zzz_ignore | zzz_ignore | zzz_ignore | zzz_ignore | zzz_ignore | zzz_ignore | zzz_ignore | zzz_ignore | zzz_ignore | zzz_ignore | zzz_ignore | zzz_ignore | zzz_ignore | zzz_ignore | zzz_ignore | zzz_ignore
220 | zzz_ignore | zzz_ignore | zzz_ignore | zzz_ignore | zzz_ignore | zzz_ignore | zzz_ignore | zzz_ignore | zzz_ignore | zzz_ignore | zzz_ignore | zzz_ignore | zzz_ignore | zzz_ignore | zzz_ignore | zzz_ignore | zzz_ignore | zzz_ignore | zzz_ignore | zzz_ignore | zzz_ignore | zzz_ignore | zzz_ignore | zzz_ignore
221 | zzz_ignore | zzz_ignore | zzz_ignore | zzz_ignore | zzz_ignore | zzz_ignore | zzz_ignore | zzz_ignore | zzz_ignore | zzz_ignore | zzz_ignore | zzz_ignore | zzz_ignore | zzz_ignore | zzz_ignore | zzz_ignore | zzz_ignore | zzz_ignore | zzz_ignore | zzz_ignore | zzz_ignore | zzz_ignore | zzz_ignore | zzz_ignore
222 | zzz_ignore | zzz_ignore | zzz_ignore | zzz_ignore | zzz_ignore | zzz_ignore | zzz_ignore | zzz_ignore | zzz_ignore | zzz_ignore | zzz_ignore | zzz_ignore | zzz_ignore | zzz_ignore | zzz_ignore | zzz_ignore | zzz_ignore | zzz_ignore | zzz_ignore | zzz_ignore | zzz_ignore | zzz_ignore | zzz_ignore | zzz_ignore
224 | zzz_ignore | zzz_ignore | zzz_ignore | zzz_ignore | zzz_ignore | zzz_ignore | zzz_ignore | zzz_ignore | zzz_ignore | zzz_ignore | zzz_ignore | zzz_ignore | zzz_ignore | zzz_ignore | zzz_ignore | zzz_ignore | zzz_ignore | zzz_ignore | zzz_ignore | zzz_ignore | zzz_ignore | zzz_ignore | zzz_ignore | zzz_ignore
225 | zzz_ignore | zzz_ignore | zzz_ignore | zzz_ignore | zzz_ignore | zzz_ignore | zzz_ignore | zzz_ignore | zzz_ignore | zzz_ignore | zzz_ignore | zzz_ignore | zzz_ignore | zzz_ignore | zzz_ignore | zzz_ignore | zzz_ignore | zzz_ignore | zzz_ignore | zzz_ignore | zzz_ignore | zzz_ignore | zzz_ignore | zzz_ignore
227 | zzz_ignore | zzz_ignore | zzz_ignore | zzz_ignore | zzz_ignore | zzz_ignore | zzz_ignore | zzz_ignore | zzz_ignore | zzz_ignore | zzz_ignore | zzz_ignore | zzz_ignore | zzz_ignore | zzz_ignore | zzz_ignore | zzz_ignore | zzz_ignore | zzz_ignore | zzz_ignore | zzz_ignore | zzz_ignore | zzz_ignore | zzz_ignore
228 | zzz_ignore | zzz_ignore | zzz_ignore | zzz_ignore | zzz_ignore | zzz_ignore | zzz_ignore | zzz_ignore | zzz_ignore | zzz_ignore | zzz_ignore | zzz_ignore | zzz_ignore | zzz_ignore | zzz_ignore | zzz_ignore | zzz_ignore | zzz_ignore | zzz_ignore | zzz_ignore | zzz_ignore | zzz_ignore | zzz_ignore | zzz_ignore
229 | zzz_ignore | zzz_ignore | zzz_ignore | zzz_ignore | zzz_ignore | zzz_ignore | zzz_ignore | zzz_ignore | zzz_ignore | zzz_ignore | zzz_ignore | zzz_ignore | zzz_ignore | zzz_ignore | zzz_ignore | zzz_ignore | zzz_ignore | zzz_ignore | zzz_ignore | zzz_ignore | zzz_ignore | zzz_ignore | zzz_ignore | zzz_ignore
230 | zzz_ignore | zzz_ignore | zzz_ignore | zzz_ignore | zzz_ignore | zzz_ignore | zzz_ignore | zzz_ignore | zzz_ignore | zzz_ignore | zzz_ignore | zzz_ignore | zzz_ignore | zzz_ignore | zzz_ignore | zzz_ignore | zzz_ignore | zzz_ignore | zzz_ignore | zzz_ignore | zzz_ignore | zzz_ignore | zzz_ignore | zzz_ignore
231 | zzz_ignore | zzz_ignore | zzz_ignore | zzz_ignore | zzz_ignore | zzz_ignore | zzz_ignore | zzz_ignore | zzz_ignore | zzz_ignore | zzz_ignore | zzz_ignore | zzz_ignore | zzz_ignore | zzz_ignore | zzz_ignore | zzz_ignore | zzz_ignore | zzz_ignore | zzz_ignore | zzz_ignore | zzz_ignore | zzz_ignore | zzz_ignore
232 | zzz_ignore | zzz_ignore | zzz_ignore | zzz_ignore | zzz_ignore | zzz_ignore | zzz_ignore | zzz_ignore | zzz_ignore | zzz_ignore | zzz_ignore | zzz_ignore | zzz_ignore | zzz_ignore | zzz_ignore | zzz_ignore | zzz_ignore | zzz_ignore | zzz_ignore | zzz_ignore | zzz_ignore | zzz_ignore | zzz_ignore | zzz_ignore
233 | zzz_ignore | zzz_ignore | zzz_ignore | zzz_ignore | zzz_ignore | zzz_ignore | zzz_ignore | zzz_ignore | zzz_ignore | zzz_ignore | zzz_ignore | zzz_ignore | zzz_ignore | zzz_ignore | zzz_ignore | zzz_ignore | zzz_ignore | zzz_ignore | zzz_ignore | zzz_ignore | zzz_ignore | zzz_ignore | zzz_ignore | zzz_ignore
234 | zzz_ignore | zzz_ignore | zzz_ignore | zzz_ignore | zzz_ignore | zzz_ignore | zzz_ignore | zzz_ignore | zzz_ignore | zzz_ignore | zzz_ignore | zzz_ignore | zzz_ignore | zzz_ignore | zzz_ignore | zzz_ignore | zzz_ignore | zzz_ignore | zzz_ignore | zzz_ignore | zzz_ignore | zzz_ignore | zzz_ignore | zzz_ignore
238 | zzz_ignore | zzz_ignore | zzz_ignore | zzz_ignore | zzz_ignore | zzz_ignore | zzz_ignore | zzz_ignore | zzz_ignore | zzz_ignore | zzz_ignore | zzz_ignore | zzz_ignore | zzz_ignore | zzz_ignore | zzz_ignore | zzz_ignore | zzz_ignore | zzz_ignore | zzz_ignore | zzz_ignore | zzz_ignore | zzz_ignore | zzz_ignore
239 | zzz_ignore | zzz_ignore | zzz_ignore | zzz_ignore | zzz_ignore | zzz_ignore | zzz_ignore | zzz_ignore | zzz_ignore | zzz_ignore | zzz_ignore | zzz_ignore | zzz_ignore | zzz_ignore | zzz_ignore | zzz_ignore | zzz_ignore | zzz_ignore | zzz_ignore | zzz_ignore | zzz_ignore | zzz_ignore | zzz_ignore | zzz_ignore
240 | zzz_ignore | zzz_ignore | zzz_ignore | zzz_ignore | zzz_ignore | zzz_ignore | zzz_ignore | zzz_ignore | zzz_ignore | zzz_ignore | zzz_ignore | zzz_ignore | zzz_ignore | zzz_ignore | zzz_ignore | zzz_ignore | zzz_ignore | zzz_ignore | zzz_ignore | zzz_ignore | zzz_ignore | zzz_ignore | zzz_ignore | zzz_ignore
241 | zzz_ignore | zzz_ignore | zzz_ignore | zzz_ignore | zzz_ignore | zzz_ignore | zzz_ignore | zzz_ignore | zzz_ignore | zzz_ignore | zzz_ignore | zzz_ignore | zzz_ignore | zzz_ignore | zzz_ignore | zzz_ignore | zzz_ignore | zzz_ignore | zzz_ignore | zzz_ignore | zzz_ignore | zzz_ignore | zzz_ignore | zzz_ignore
242 | zzz_ignore | zzz_ignore | zzz_ignore | zzz_ignore | zzz_ignore | zzz_ignore | zzz_ignore | zzz_ignore | zzz_ignore | zzz_ignore | zzz_ignore | zzz_ignore | zzz_ignore | zzz_ignore | zzz_ignore | zzz_ignore | zzz_ignore | zzz_ignore | zzz_ignore | zzz_ignore | zzz_ignore | zzz_ignore | zzz_ignore | zzz_ignore
243 | zzz_ignore | zzz_ignore | zzz_ignore | zzz_ignore | zzz_ignore | zzz_ignore | zzz_ignore | zzz_ignore | zzz_ignore | zzz_ignore | zzz_ignore | zzz_ignore | zzz_ignore | zzz_ignore | zzz_ignore | zzz_ignore | zzz_ignore | zzz_ignore | zzz_ignore | zzz_ignore | zzz_ignore | zzz_ignore | zzz_ignore | zzz_ignore
244 | zzz_ignore | zzz_ignore | zzz_ignore | zzz_ignore | zzz_ignore | zzz_ignore | zzz_ignore | zzz_ignore | zzz_ignore | zzz_ignore | zzz_ignore | zzz_ignore | zzz_ignore | zzz_ignore | zzz_ignore | zzz_ignore | zzz_ignore | zzz_ignore | zzz_ignore | zzz_ignore | zzz_ignore | zzz_ignore | zzz_ignore | zzz_ignore
245 | zzz_ignore | zzz_ignore | zzz_ignore | zzz_ignore | zzz_ignore | zzz_ignore | zzz_ignore | zzz_ignore | zzz_ignore | zzz_ignore | zzz_ignore | zzz_ignore | zzz_ignore | zzz_ignore | zzz_ignore | zzz_ignore | zzz_ignore | zzz_ignore | zzz_ignore | zzz_ignore | zzz_ignore | zzz_ignore | zzz_ignore | zzz_ignore
246 | zzz_ignore | zzz_ignore | zzz_ignore | zzz_ignore | zzz_ignore | zzz_ignore | zzz_ignore | zzz_ignore | zzz_ignore | zzz_ignore | zzz_ignore | zzz_ignore | zzz_ignore | zzz_ignore | zzz_ignore | zzz_ignore | zzz_ignore | zzz_ignore | zzz_ignore | zzz_ignore | zzz_ignore | zzz_ignore | zzz_ignore | zzz_ignore
247 | zzz_ignore | zzz_ignore | zzz_ignore | zzz_ignore | zzz_ignore | zzz_ignore | zzz_ignore | zzz_ignore | zzz_ignore | zzz_ignore | zzz_ignore | zzz_ignore | zzz_ignore | zzz_ignore | zzz_ignore | zzz_ignore | zzz_ignore | zzz_ignore | zzz_ignore | zzz_ignore | zzz_ignore | zzz_ignore | zzz_ignore | zzz_ignore
248 | zzz_ignore | zzz_ignore | zzz_ignore | zzz_ignore | zzz_ignore | zzz_ignore | zzz_ignore | zzz_ignore | zzz_ignore | zzz_ignore | zzz_ignore | zzz_ignore | zzz_ignore | zzz_ignore | zzz_ignore | zzz_ignore | zzz_ignore | zzz_ignore | zzz_ignore | zzz_ignore | zzz_ignore | zzz_ignore | zzz_ignore | zzz_ignore
249 | zzz_ignore | zzz_ignore | zzz_ignore | zzz_ignore | zzz_ignore | zzz_ignore | zzz_ignore | zzz_ignore | zzz_ignore | zzz_ignore | zzz_ignore | zzz_ignore | zzz_ignore | zzz_ignore | zzz_ignore | zzz_ignore | zzz_ignore | zzz_ignore | zzz_ignore | zzz_ignore | zzz_ignore | zzz_ignore | zzz_ignore | zzz_ignore
250 | zzz_ignore | zzz_ignore | zzz_ignore | zzz_ignore | zzz_ignore | zzz_ignore | zzz_ignore | zzz_ignore | zzz_ignore | zzz_ignore | zzz_ignore | zzz_ignore | zzz_ignore | zzz_ignore | zzz_ignore | zzz_ignore | zzz_ignore | zzz_ignore | zzz_ignore | zzz_ignore | zzz_ignore | zzz_ignore | zzz_ignore | zzz_ignore
251 | zzz_ignore | zzz_ignore | zzz_ignore | zzz_ignore | zzz_ignore | zzz_ignore | zzz_ignore | zzz_ignore | zzz_ignore | zzz_ignore | zzz_ignore | zzz_ignore | zzz_ignore | zzz_ignore | zzz_ignore | zzz_ignore | zzz_ignore | zzz_ignore | zzz_ignore | zzz_ignore | zzz_ignore | zzz_ignore | zzz_ignore | zzz_ignore
252 | zzz_ignore | zzz_ignore | zzz_ignore | zzz_ignore | zzz_ignore | zzz_ignore | zzz_ignore | zzz_ignore | zzz_ignore | zzz_ignore | zzz_ignore | zzz_ignore | zzz_ignore | zzz_ignore | zzz_ignore | zzz_ignore | zzz_ignore | zzz_ignore | zzz_ignore | zzz_ignore | zzz_ignore | zzz_ignore | zzz_ignore | zzz_ignore
253 | zzz_ignore | zzz_ignore | zzz_ignore | zzz_ignore | zzz_ignore | zzz_ignore | zzz_ignore | zzz_ignore | zzz_ignore | zzz_ignore | zzz_ignore | zzz_ignore | zzz_ignore | zzz_ignore | zzz_ignore | zzz_ignore | zzz_ignore | zzz_ignore | zzz_ignore | zzz_ignore | zzz_ignore | zzz_ignore | zzz_ignore | zzz_ignore
254 | zzz_ignore | zzz_ignore | zzz_ignore | zzz_ignore | zzz_ignore | zzz_ignore | zzz_ignore | zzz_ignore | zzz_ignore | zzz_ignore | zzz_ignore | zzz_ignore | zzz_ignore | zzz_ignore | zzz_ignore | zzz_ignore | zzz_ignore | zzz_ignore | zzz_ignore | zzz_ignore | zzz_ignore | zzz_ignore | zzz_ignore | zzz_ignore
255 | zzz_ignore | zzz_ignore | zzz_ignore | zzz_ignore | zzz_ignore | zzz_ignore | zzz_ignore | zzz_ignore | zzz_ignore | zzz_ignore | zzz_ignore | zzz_ignore | zzz_ignore | zzz_ignore | zzz_ignore | zzz_ignore | zzz_ignore | zzz_ignore | zzz_ignore | zzz_ignore | zzz_ignore | zzz_ignore | zzz_ignore | zzz_ignore
256 | zzz_ignore | zzz_ignore | zzz_ignore | zzz_ignore | zzz_ignore | zzz_ignore | zzz_ignore | zzz_ignore | zzz_ignore | zzz_ignore | zzz_ignore | zzz_ignore | zzz_ignore | zzz_ignore | zzz_ignore | zzz_ignore | zzz_ignore | zzz_ignore | zzz_ignore | zzz_ignore | zzz_ignore | zzz_ignore | zzz_ignore | zzz_ignore
257 | zzz_ignore | zzz_ignore | zzz_ignore | zzz_ignore | zzz_ignore | zzz_ignore | zzz_ignore | zzz_ignore | zzz_ignore | zzz_ignore | zzz_ignore | zzz_ignore | zzz_ignore | zzz_ignore | zzz_ignore | zzz_ignore | zzz_ignore | zzz_ignore | zzz_ignore | zzz_ignore | zzz_ignore | zzz_ignore | zzz_ignore | zzz_ignore
258 | zzz_ignore | zzz_ignore | zzz_ignore | zzz_ignore | zzz_ignore | zzz_ignore | zzz_ignore | zzz_ignore | zzz_ignore | zzz_ignore | zzz_ignore | zzz_ignore | zzz_ignore | zzz_ignore | zzz_ignore | zzz_ignore | zzz_ignore | zzz_ignore | zzz_ignore | zzz_ignore | zzz_ignore | zzz_ignore | zzz_ignore | zzz_ignore
259 | zzz_ignore | zzz_ignore | zzz_ignore | zzz_ignore | zzz_ignore | zzz_ignore | zzz_ignore | zzz_ignore | zzz_ignore | zzz_ignore | zzz_ignore | zzz_ignore | zzz_ignore | zzz_ignore | zzz_ignore | zzz_ignore | zzz_ignore | zzz_ignore | zzz_ignore | zzz_ignore | zzz_ignore | zzz_ignore | zzz_ignore | zzz_ignore
260 | zzz_ignore | zzz_ignore | zzz_ignore | zzz_ignore | zzz_ignore | zzz_ignore | zzz_ignore | zzz_ignore | zzz_ignore | zzz_ignore | zzz_ignore | zzz_ignore | zzz_ignore | zzz_ignore | zzz_ignore | zzz_ignore | zzz_ignore | zzz_ignore | zzz_ignore | zzz_ignore | zzz_ignore | zzz_ignore | zzz_ignore | zzz_ignore
261 | zzz_ignore | zzz_ignore | zzz_ignore | zzz_ignore | zzz_ignore | zzz_ignore | zzz_ignore | zzz_ignore | zzz_ignore | zzz_ignore | zzz_ignore | zzz_ignore | zzz_ignore | zzz_ignore | zzz_ignore | zzz_ignore | zzz_ignore | zzz_ignore | zzz_ignore | zzz_ignore | zzz_ignore | zzz_ignore | zzz_ignore | zzz_ignore
262 | zzz_ignore | zzz_ignore | zzz_ignore | zzz_ignore | zzz_ignore | zzz_ignore | zzz_ignore | zzz_ignore | zzz_ignore | zzz_ignore | zzz_ignore | zzz_ignore | zzz_ignore | zzz_ignore | zzz_ignore | zzz_ignore | zzz_ignore | zzz_ignore | zzz_ignore | zzz_ignore | zzz_ignore | zzz_ignore | zzz_ignore | zzz_ignore
266 | zzz_ignore | zzz_ignore | zzz_ignore | zzz_ignore | zzz_ignore | zzz_ignore | zzz_ignore | zzz_ignore | zzz_ignore | zzz_ignore | zzz_ignore | zzz_ignore | zzz_ignore | zzz_ignore | zzz_ignore | zzz_ignore | zzz_ignore | zzz_ignore | zzz_ignore | zzz_ignore | zzz_ignore | zzz_ignore | zzz_ignore | zzz_ignore
267 | zzz_ignore | zzz_ignore | zzz_ignore | zzz_ignore | zzz_ignore | zzz_ignore | zzz_ignore | zzz_ignore | zzz_ignore | zzz_ignore | zzz_ignore | zzz_ignore | zzz_ignore | zzz_ignore | zzz_ignore | zzz_ignore | zzz_ignore | zzz_ignore | zzz_ignore | zzz_ignore | zzz_ignore | zzz_ignore | zzz_ignore | zzz_ignore
268 | zzz_ignore | zzz_ignore | zzz_ignore | zzz_ignore | zzz_ignore | zzz_ignore | zzz_ignore | zzz_ignore | zzz_ignore | zzz_ignore | zzz_ignore | zzz_ignore | zzz_ignore | zzz_ignore | zzz_ignore | zzz_ignore | zzz_ignore | zzz_ignore | zzz_ignore | zzz_ignore | zzz_ignore | zzz_ignore | zzz_ignore | zzz_ignore
269 | zzz_ignore | zzz_ignore | zzz_ignore | zzz_ignore | zzz_ignore | zzz_ignore | zzz_ignore | zzz_ignore | zzz_ignore | zzz_ignore | zzz_ignore | zzz_ignore | zzz_ignore | zzz_ignore | zzz_ignore | zzz_ignore | zzz_ignore | zzz_ignore | zzz_ignore | zzz_ignore | zzz_ignore | zzz_ignore | zzz_ignore | zzz_ignore
270 | zzz_ignore | zzz_ignore | zzz_ignore | zzz_ignore | zzz_ignore | zzz_ignore | zzz_ignore | zzz_ignore | zzz_ignore | zzz_ignore | zzz_ignore | zzz_ignore | zzz_ignore | zzz_ignore | zzz_ignore | zzz_ignore | zzz_ignore | zzz_ignore | zzz_ignore | zzz_ignore | zzz_ignore | zzz_ignore | zzz_ignore | zzz_ignore
271 | zzz_ignore | zzz_ignore | zzz_ignore | zzz_ignore | zzz_ignore | zzz_ignore | zzz_ignore | zzz_ignore | zzz_ignore | zzz_ignore | zzz_ignore | zzz_ignore | zzz_ignore | zzz_ignore | zzz_ignore | zzz_ignore | zzz_ignore | zzz_ignore | zzz_ignore | zzz_ignore | zzz_ignore | zzz_ignore | zzz_ignore | zzz_ignore
272 | zzz_ignore | zzz_ignore | zzz_ignore | zzz_ignore | zzz_ignore | zzz_ignore | zzz_ignore | zzz_ignore | zzz_ignore | zzz_ignore | zzz_ignore | zzz_ignore | zzz_ignore | zzz_ignore | zzz_ignore | zzz_ignore | zzz_ignore | zzz_ignore | zzz_ignore | zzz_ignore | zzz_ignore | zzz_ignore | zzz_ignore | zzz_ignore
273 | zzz_ignore | zzz_ignore | zzz_ignore | zzz_ignore | zzz_ignore | zzz_ignore | zzz_ignore | zzz_ignore | zzz_ignore | zzz_ignore | zzz_ignore | zzz_ignore | zzz_ignore | zzz_ignore | zzz_ignore | zzz_ignore | zzz_ignore | zzz_ignore | zzz_ignore | zzz_ignore | zzz_ignore | zzz_ignore | zzz_ignore | zzz_ignore
274 | zzz_ignore | zzz_ignore | zzz_ignore | zzz_ignore | zzz_ignore | zzz_ignore | zzz_ignore | zzz_ignore | zzz_ignore | zzz_ignore | zzz_ignore | zzz_ignore | zzz_ignore | zzz_ignore | zzz_ignore | zzz_ignore | zzz_ignore | zzz_ignore | zzz_ignore | zzz_ignore | zzz_ignore | zzz_ignore | zzz_ignore | zzz_ignore
275 | zzz_ignore | zzz_ignore | zzz_ignore | zzz_ignore | zzz_ignore | zzz_ignore | zzz_ignore | zzz_ignore | zzz_ignore | zzz_ignore | zzz_ignore | zzz_ignore | zzz_ignore | zzz_ignore | zzz_ignore | zzz_ignore | zzz_ignore | zzz_ignore | zzz_ignore | zzz_ignore | zzz_ignore | zzz_ignore | zzz_ignore | zzz_ignore
276 | zzz_ignore | zzz_ignore | zzz_ignore | zzz_ignore | zzz_ignore | zzz_ignore | zzz_ignore | zzz_ignore | zzz_ignore | zzz_ignore | zzz_ignore | zzz_ignore | zzz_ignore | zzz_ignore | zzz_ignore | zzz_ignore | zzz_ignore | zzz_ignore | zzz_ignore | zzz_ignore | zzz_ignore | zzz_ignore | zzz_ignore | zzz_ignore
279 | zzz_ignore | zzz_ignore | zzz_ignore | zzz_ignore | zzz_ignore | zzz_ignore | zzz_ignore | zzz_ignore | zzz_ignore | zzz_ignore | zzz_ignore | zzz_ignore | zzz_ignore | zzz_ignore | zzz_ignore | zzz_ignore | zzz_ignore | zzz_ignore | zzz_ignore | zzz_ignore | zzz_ignore | zzz_ignore | zzz_ignore | zzz_ignore
280 | zzz_ignore | zzz_ignore | zzz_ignore | zzz_ignore | zzz_ignore | zzz_ignore | zzz_ignore | zzz_ignore | zzz_ignore | zzz_ignore | zzz_ignore | zzz_ignore | zzz_ignore | zzz_ignore | zzz_ignore | zzz_ignore | zzz_ignore | zzz_ignore | zzz_ignore | zzz_ignore | zzz_ignore | zzz_ignore | zzz_ignore | zzz_ignore
281 | zzz_ignore | zzz_ignore | zzz_ignore | zzz_ignore | zzz_ignore | zzz_ignore | zzz_ignore | zzz_ignore | zzz_ignore | zzz_ignore | zzz_ignore | zzz_ignore | zzz_ignore | zzz_ignore | zzz_ignore | zzz_ignore | zzz_ignore | zzz_ignore | zzz_ignore | zzz_ignore | zzz_ignore | zzz_ignore | zzz_ignore | zzz_ignore
282 | zzz_ignore | zzz_ignore | zzz_ignore | zzz_ignore | zzz_ignore | zzz_ignore | zzz_ignore | zzz_ignore | zzz_ignore | zzz_ignore | zzz_ignore | zzz_ignore | zzz_ignore | zzz_ignore | zzz_ignore | zzz_ignore | zzz_ignore | zzz_ignore | zzz_ignore | zzz_ignore | zzz_ignore | zzz_ignore | zzz_ignore | zzz_ignore
283 | zzz_ignore | zzz_ignore | zzz_ignore | zzz_ignore | zzz_ignore | zzz_ignore | zzz_ignore | zzz_ignore | zzz_ignore | zzz_ignore | zzz_ignore | zzz_ignore | zzz_ignore | zzz_ignore | zzz_ignore | zzz_ignore | zzz_ignore | zzz_ignore | zzz_ignore | zzz_ignore | zzz_ignore | zzz_ignore | zzz_ignore | zzz_ignore
284 | zzz_ignore | zzz_ignore | zzz_ignore | zzz_ignore | zzz_ignore | zzz_ignore | zzz_ignore | zzz_ignore | zzz_ignore | zzz_ignore | zzz_ignore | zzz_ignore | zzz_ignore | zzz_ignore | zzz_ignore | zzz_ignore | zzz_ignore | zzz_ignore | zzz_ignore | zzz_ignore | zzz_ignore | zzz_ignore | zzz_ignore | zzz_ignore
285 | zzz_ignore | zzz_ignore | zzz_ignore | zzz_ignore | zzz_ignore | zzz_ignore | zzz_ignore | zzz_ignore | zzz_ignore | zzz_ignore | zzz_ignore | zzz_ignore | zzz_ignore | zzz_ignore | zzz_ignore | zzz_ignore | zzz_ignore | zzz_ignore | zzz_ignore | zzz_ignore | zzz_ignore | zzz_ignore | zzz_ignore | zzz_ignore
286 | zzz_ignore | zzz_ignore | zzz_ignore | zzz_ignore | zzz_ignore | zzz_ignore | zzz_ignore | zzz_ignore | zzz_ignore | zzz_ignore | zzz_ignore | zzz_ignore | zzz_ignore | zzz_ignore | zzz_ignore | zzz_ignore | zzz_ignore | zzz_ignore | zzz_ignore | zzz_ignore | zzz_ignore | zzz_ignore | zzz_ignore | zzz_ignore
289 | zzz_ignore | zzz_ignore | zzz_ignore | zzz_ignore | zzz_ignore | zzz_ignore | zzz_ignore | zzz_ignore | zzz_ignore | zzz_ignore | zzz_ignore | zzz_ignore | zzz_ignore | zzz_ignore | zzz_ignore | zzz_ignore | zzz_ignore | zzz_ignore | zzz_ignore | zzz_ignore | zzz_ignore | zzz_ignore | zzz_ignore | zzz_ignore
290 | zzz_ignore | zzz_ignore | zzz_ignore | zzz_ignore | zzz_ignore | zzz_ignore | zzz_ignore | zzz_ignore | zzz_ignore | zzz_ignore | zzz_ignore | zzz_ignore | zzz_ignore | zzz_ignore | zzz_ignore | zzz_ignore | zzz_ignore | zzz_ignore | zzz_ignore | zzz_ignore | zzz_ignore | zzz_ignore | zzz_ignore | zzz_ignore
291 | zzz_ignore | zzz_ignore | zzz_ignore | zzz_ignore | zzz_ignore | zzz_ignore | zzz_ignore | zzz_ignore | zzz_ignore | zzz_ignore | zzz_ignore | zzz_ignore | zzz_ignore | zzz_ignore | zzz_ignore | zzz_ignore | zzz_ignore | zzz_ignore | zzz_ignore | zzz_ignore | zzz_ignore | zzz_ignore | zzz_ignore | zzz_ignore
292 | zzz_ignore | zzz_ignore | zzz_ignore | zzz_ignore | zzz_ignore | zzz_ignore | zzz_ignore | zzz_ignore | zzz_ignore | zzz_ignore | zzz_ignore | zzz_ignore | zzz_ignore | zzz_ignore | zzz_ignore | zzz_ignore | zzz_ignore | zzz_ignore | zzz_ignore | zzz_ignore | zzz_ignore | zzz_ignore | zzz_ignore | zzz_ignore
293 | zzz_ignore | zzz_ignore | zzz_ignore | zzz_ignore | zzz_ignore | zzz_ignore | zzz_ignore | zzz_ignore | zzz_ignore | zzz_ignore | zzz_ignore | zzz_ignore | zzz_ignore | zzz_ignore | zzz_ignore | zzz_ignore | zzz_ignore | zzz_ignore | zzz_ignore | zzz_ignore | zzz_ignore | zzz_ignore | zzz_ignore | zzz_ignore
294 | zzz_ignore | zzz_ignore | zzz_ignore | zzz_ignore | zzz_ignore | zzz_ignore | zzz_ignore | zzz_ignore | zzz_ignore | zzz_ignore | zzz_ignore | zzz_ignore | zzz_ignore | zzz_ignore | zzz_ignore | zzz_ignore | zzz_ignore | zzz_ignore | zzz_ignore | zzz_ignore | zzz_ignore | zzz_ignore | zzz_ignore | zzz_ignore
296 | zzz_ignore | zzz_ignore | zzz_ignore | zzz_ignore | zzz_ignore | zzz_ignore | zzz_ignore | zzz_ignore | zzz_ignore | zzz_ignore | zzz_ignore | zzz_ignore | zzz_ignore | zzz_ignore | zzz_ignore | zzz_ignore | zzz_ignore | zzz_ignore | zzz_ignore | zzz_ignore | zzz_ignore | zzz_ignore | zzz_ignore | zzz_ignore
297 | zzz_ignore | zzz_ignore | zzz_ignore | zzz_ignore | zzz_ignore | zzz_ignore | zzz_ignore | zzz_ignore | zzz_ignore | zzz_ignore | zzz_ignore | zzz_ignore | zzz_ignore | zzz_ignore | zzz_ignore | zzz_ignore | zzz_ignore | zzz_ignore | zzz_ignore | zzz_ignore | zzz_ignore | zzz_ignore | zzz_ignore | zzz_ignore
298 | zzz_ignore | zzz_ignore | zzz_ignore | zzz_ignore | zzz_ignore | zzz_ignore | zzz_ignore | zzz_ignore | zzz_ignore | zzz_ignore | zzz_ignore | zzz_ignore | zzz_ignore | zzz_ignore | zzz_ignore | zzz_ignore | zzz_ignore | zzz_ignore | zzz_ignore | zzz_ignore | zzz_ignore | zzz_ignore | zzz_ignore | zzz_ignore
300 | zzz_ignore | zzz_ignore | zzz_ignore | zzz_ignore | zzz_ignore | zzz_ignore | zzz_ignore | zzz_ignore | zzz_ignore | zzz_ignore | zzz_ignore | zzz_ignore | zzz_ignore | zzz_ignore | zzz_ignore | zzz_ignore | zzz_ignore | zzz_ignore | zzz_ignore | zzz_ignore | zzz_ignore | zzz_ignore | zzz_ignore | zzz_ignore
301 | zzz_ignore | zzz_ignore | zzz_ignore | zzz_ignore | zzz_ignore | zzz_ignore | zzz_ignore | zzz_ignore | zzz_ignore | zzz_ignore | zzz_ignore | zzz_ignore | zzz_ignore | zzz_ignore | zzz_ignore | zzz_ignore | zzz_ignore | zzz_ignore | zzz_ignore | zzz_ignore | zzz_ignore | zzz_ignore | zzz_ignore | zzz_ignore
302 | zzz_ignore | zzz_ignore | zzz_ignore | zzz_ignore | zzz_ignore | zzz_ignore | zzz_ignore | zzz_ignore | zzz_ignore | zzz_ignore | zzz_ignore | zzz_ignore | zzz_ignore | zzz_ignore | zzz_ignore | zzz_ignore | zzz_ignore | zzz_ignore | zzz_ignore | zzz_ignore | zzz_ignore | zzz_ignore | zzz_ignore | zzz_ignore
303 | zzz_ignore | zzz_ignore | zzz_ignore | zzz_ignore | zzz_ignore | zzz_ignore | zzz_ignore | zzz_ignore | zzz_ignore | zzz_ignore | zzz_ignore | zzz_ignore | zzz_ignore | zzz_ignore | zzz_ignore | zzz_ignore | zzz_ignore | zzz_ignore | zzz_ignore | zzz_ignore | zzz_ignore | zzz_ignore | zzz_ignore | zzz_ignore
304 | zzz_ignore | zzz_ignore | zzz_ignore | zzz_ignore | zzz_ignore | zzz_ignore | zzz_ignore | zzz_ignore | zzz_ignore | zzz_ignore | zzz_ignore | zzz_ignore | zzz_ignore | zzz_ignore | zzz_ignore | zzz_ignore | zzz_ignore | zzz_ignore | zzz_ignore | zzz_ignore | zzz_ignore | zzz_ignore | zzz_ignore | zzz_ignore
307 | zzz_ignore | zzz_ignore | zzz_ignore | zzz_ignore | zzz_ignore | zzz_ignore | zzz_ignore | zzz_ignore | zzz_ignore | zzz_ignore | zzz_ignore | zzz_ignore | zzz_ignore | zzz_ignore | zzz_ignore | zzz_ignore | zzz_ignore | zzz_ignore | zzz_ignore | zzz_ignore | zzz_ignore | zzz_ignore | zzz_ignore | zzz_ignore
308 | zzz_ignore | zzz_ignore | zzz_ignore | zzz_ignore | zzz_ignore | zzz_ignore | zzz_ignore | zzz_ignore | zzz_ignore | zzz_ignore | zzz_ignore | zzz_ignore | zzz_ignore | zzz_ignore | zzz_ignore | zzz_ignore | zzz_ignore | zzz_ignore | zzz_ignore | zzz_ignore | zzz_ignore | zzz_ignore | zzz_ignore | zzz_ignore
309 | zzz_ignore | zzz_ignore | zzz_ignore | zzz_ignore | zzz_ignore | zzz_ignore | zzz_ignore | zzz_ignore | zzz_ignore | zzz_ignore | zzz_ignore | zzz_ignore | zzz_ignore | zzz_ignore | zzz_ignore | zzz_ignore | zzz_ignore | zzz_ignore | zzz_ignore | zzz_ignore | zzz_ignore | zzz_ignore | zzz_ignore | zzz_ignore
310 | zzz_ignore | zzz_ignore | zzz_ignore | zzz_ignore | zzz_ignore | zzz_ignore | zzz_ignore | zzz_ignore | zzz_ignore | zzz_ignore | zzz_ignore | zzz_ignore | zzz_ignore | zzz_ignore | zzz_ignore | zzz_ignore | zzz_ignore | zzz_ignore | zzz_ignore | zzz_ignore | zzz_ignore | zzz_ignore | zzz_ignore | zzz_ignore
311 | zzz_ignore | zzz_ignore | zzz_ignore | zzz_ignore | zzz_ignore | zzz_ignore | zzz_ignore | zzz_ignore | zzz_ignore | zzz_ignore | zzz_ignore | zzz_ignore | zzz_ignore | zzz_ignore | zzz_ignore | zzz_ignore | zzz_ignore | zzz_ignore | zzz_ignore | zzz_ignore | zzz_ignore | zzz_ignore | zzz_ignore | zzz_ignore
312 | zzz_ignore | zzz_ignore | zzz_ignore | zzz_ignore | zzz_ignore | zzz_ignore | zzz_ignore | zzz_ignore | zzz_ignore | zzz_ignore | zzz_ignore | zzz_ignore | zzz_ignore | zzz_ignore | zzz_ignore | zzz_ignore | zzz_ignore | zzz_ignore | zzz_ignore | zzz_ignore | zzz_ignore | zzz_ignore | zzz_ignore | zzz_ignore
320 | zzz_ignore | zzz_ignore | zzz_ignore | zzz_ignore | zzz_ignore | zzz_ignore | zzz_ignore | zzz_ignore | zzz_ignore | zzz_ignore | zzz_ignore | zzz_ignore | zzz_ignore | zzz_ignore | zzz_ignore | zzz_ignore | zzz_ignore | zzz_ignore | zzz_ignore | zzz_ignore | zzz_ignore | zzz_ignore | zzz_ignore | zzz_ignore
321 | zzz_ignore | zzz_ignore | zzz_ignore | zzz_ignore | zzz_ignore | zzz_ignore | zzz_ignore | zzz_ignore | zzz_ignore | zzz_ignore | zzz_ignore | zzz_ignore | zzz_ignore | zzz_ignore | zzz_ignore | zzz_ignore | zzz_ignore | zzz_ignore | zzz_ignore | zzz_ignore | zzz_ignore | zzz_ignore | zzz_ignore | zzz_ignore
322 | zzz_ignore | zzz_ignore | zzz_ignore | zzz_ignore | zzz_ignore | zzz_ignore | zzz_ignore | zzz_ignore | zzz_ignore | zzz_ignore | zzz_ignore | zzz_ignore | zzz_ignore | zzz_ignore | zzz_ignore | zzz_ignore | zzz_ignore | zzz_ignore | zzz_ignore | zzz_ignore | zzz_ignore | zzz_ignore | zzz_ignore | zzz_ignore
325 | zzz_ignore | zzz_ignore | zzz_ignore | zzz_ignore | zzz_ignore | zzz_ignore | zzz_ignore | zzz_ignore | zzz_ignore | zzz_ignore | zzz_ignore | zzz_ignore | zzz_ignore | zzz_ignore | zzz_ignore | zzz_ignore | zzz_ignore | zzz_ignore | zzz_ignore | zzz_ignore | zzz_ignore | zzz_ignore | zzz_ignore | zzz_ignore
326 | zzz_ignore | zzz_ignore | zzz_ignore | zzz_ignore | zzz_ignore | zzz_ignore | zzz_ignore | zzz_ignore | zzz_ignore | zzz_ignore | zzz_ignore | zzz_ignore | zzz_ignore | zzz_ignore | zzz_ignore | zzz_ignore | zzz_ignore | zzz_ignore | zzz_ignore | zzz_ignore | zzz_ignore | zzz_ignore | zzz_ignore | zzz_ignore
327 | zzz_ignore | zzz_ignore | zzz_ignore | zzz_ignore | zzz_ignore | zzz_ignore | zzz_ignore | zzz_ignore | zzz_ignore | zzz_ignore | zzz_ignore | zzz_ignore | zzz_ignore | zzz_ignore | zzz_ignore | zzz_ignore | zzz_ignore | zzz_ignore | zzz_ignore | zzz_ignore | zzz_ignore | zzz_ignore | zzz_ignore | zzz_ignore
328 | zzz_ignore | zzz_ignore | zzz_ignore | zzz_ignore | zzz_ignore | zzz_ignore | zzz_ignore | zzz_ignore | zzz_ignore | zzz_ignore | zzz_ignore | zzz_ignore | zzz_ignore | zzz_ignore | zzz_ignore | zzz_ignore | zzz_ignore | zzz_ignore | zzz_ignore | zzz_ignore | zzz_ignore | zzz_ignore | zzz_ignore | zzz_ignore
329 | zzz_ignore | zzz_ignore | zzz_ignore | zzz_ignore | zzz_ignore | zzz_ignore | zzz_ignore | zzz_ignore | zzz_ignore | zzz_ignore | zzz_ignore | zzz_ignore | zzz_ignore | zzz_ignore | zzz_ignore | zzz_ignore | zzz_ignore | zzz_ignore | zzz_ignore | zzz_ignore | zzz_ignore | zzz_ignore | zzz_ignore | zzz_ignore
330 | zzz_ignore | zzz_ignore | zzz_ignore | zzz_ignore | zzz_ignore | zzz_ignore | zzz_ignore | zzz_ignore | zzz_ignore | zzz_ignore | zzz_ignore | zzz_ignore | zzz_ignore | zzz_ignore | zzz_ignore | zzz_ignore | zzz_ignore | zzz_ignore | zzz_ignore | zzz_ignore | zzz_ignore | zzz_ignore | zzz_ignore | zzz_ignore
331 | zzz_ignore | zzz_ignore | zzz_ignore | zzz_ignore | zzz_ignore | zzz_ignore | zzz_ignore | zzz_ignore | zzz_ignore | zzz_ignore | zzz_ignore | zzz_ignore | zzz_ignore | zzz_ignore | zzz_ignore | zzz_ignore | zzz_ignore | zzz_ignore | zzz_ignore | zzz_ignore | zzz_ignore | zzz_ignore | zzz_ignore | zzz_ignore
332 | zzz_ignore | zzz_ignore | zzz_ignore | zzz_ignore | zzz_ignore | zzz_ignore | zzz_ignore | zzz_ignore | zzz_ignore | zzz_ignore | zzz_ignore | zzz_ignore | zzz_ignore | zzz_ignore | zzz_ignore | zzz_ignore | zzz_ignore | zzz_ignore | zzz_ignore | zzz_ignore | zzz_ignore | zzz_ignore | zzz_ignore | zzz_ignore
333 | zzz_ignore | zzz_ignore | zzz_ignore | zzz_ignore | zzz_ignore | zzz_ignore | zzz_ignore | zzz_ignore | zzz_ignore | zzz_ignore | zzz_ignore | zzz_ignore | zzz_ignore | zzz_ignore | zzz_ignore | zzz_ignore | zzz_ignore | zzz_ignore | zzz_ignore | zzz_ignore | zzz_ignore | zzz_ignore | zzz_ignore | zzz_ignore
334 | zzz_ignore | zzz_ignore | zzz_ignore | zzz_ignore | zzz_ignore | zzz_ignore | zzz_ignore | zzz_ignore | zzz_ignore | zzz_ignore | zzz_ignore | zzz_ignore | zzz_ignore | zzz_ignore | zzz_ignore | zzz_ignore | zzz_ignore | zzz_ignore | zzz_ignore | zzz_ignore | zzz_ignore | zzz_ignore | zzz_ignore | zzz_ignore
335 | zzz_ignore | zzz_ignore | zzz_ignore | zzz_ignore | zzz_ignore | zzz_ignore | zzz_ignore | zzz_ignore | zzz_ignore | zzz_ignore | zzz_ignore | zzz_ignore | zzz_ignore | zzz_ignore | zzz_ignore | zzz_ignore | zzz_ignore | zzz_ignore | zzz_ignore | zzz_ignore | zzz_ignore | zzz_ignore | zzz_ignore | zzz_ignore
336 | zzz_ignore | zzz_ignore | zzz_ignore | zzz_ignore | zzz_ignore | zzz_ignore | zzz_ignore | zzz_ignore | zzz_ignore | zzz_ignore | zzz_ignore | zzz_ignore | zzz_ignore | zzz_ignore | zzz_ignore | zzz_ignore | zzz_ignore | zzz_ignore | zzz_ignore | zzz_ignore | zzz_ignore | zzz_ignore | zzz_ignore | zzz_ignore
337 | zzz_ignore | zzz_ignore | zzz_ignore | zzz_ignore | zzz_ignore | zzz_ignore | zzz_ignore | zzz_ignore | zzz_ignore | zzz_ignore | zzz_ignore | zzz_ignore | zzz_ignore | zzz_ignore | zzz_ignore | zzz_ignore | zzz_ignore | zzz_ignore | zzz_ignore | zzz_ignore | zzz_ignore | zzz_ignore | zzz_ignore | zzz_ignore
338 | zzz_ignore | zzz_ignore | zzz_ignore | zzz_ignore | zzz_ignore | zzz_ignore | zzz_ignore | zzz_ignore | zzz_ignore | zzz_ignore | zzz_ignore | zzz_ignore | zzz_ignore | zzz_ignore | zzz_ignore | zzz_ignore | zzz_ignore | zzz_ignore | zzz_ignore | zzz_ignore | zzz_ignore | zzz_ignore | zzz_ignore | zzz_ignore
343 | zzz_ignore | zzz_ignore | zzz_ignore | zzz_ignore | zzz_ignore | zzz_ignore | zzz_ignore | zzz_ignore | zzz_ignore | zzz_ignore | zzz_ignore | zzz_ignore | zzz_ignore | zzz_ignore | zzz_ignore | zzz_ignore | zzz_ignore | zzz_ignore | zzz_ignore | zzz_ignore | zzz_ignore | zzz_ignore | zzz_ignore | zzz_ignore
344 | zzz_ignore | zzz_ignore | zzz_ignore | zzz_ignore | zzz_ignore | zzz_ignore | zzz_ignore | zzz_ignore | zzz_ignore | zzz_ignore | zzz_ignore | zzz_ignore | zzz_ignore | zzz_ignore | zzz_ignore | zzz_ignore | zzz_ignore | zzz_ignore | zzz_ignore | zzz_ignore | zzz_ignore | zzz_ignore | zzz_ignore | zzz_ignore
345 | zzz_ignore | zzz_ignore | zzz_ignore | zzz_ignore | zzz_ignore | zzz_ignore | zzz_ignore | zzz_ignore | zzz_ignore | zzz_ignore | zzz_ignore | zzz_ignore | zzz_ignore | zzz_ignore | zzz_ignore | zzz_ignore | zzz_ignore | zzz_ignore | zzz_ignore | zzz_ignore | zzz_ignore | zzz_ignore | zzz_ignore | zzz_ignore
346 | zzz_ignore | zzz_ignore | zzz_ignore | zzz_ignore | zzz_ignore | zzz_ignore | zzz_ignore | zzz_ignore | zzz_ignore | zzz_ignore | zzz_ignore | zzz_ignore | zzz_ignore | zzz_ignore | zzz_ignore | zzz_ignore | zzz_ignore | zzz_ignore | zzz_ignore | zzz_ignore | zzz_ignore | zzz_ignore | zzz_ignore | zzz_ignore
347 | zzz_ignore | zzz_ignore | zzz_ignore | zzz_ignore | zzz_ignore | zzz_ignore | zzz_ignore | zzz_ignore | zzz_ignore | zzz_ignore | zzz_ignore | zzz_ignore | zzz_ignore | zzz_ignore | zzz_ignore | zzz_ignore | zzz_ignore | zzz_ignore | zzz_ignore | zzz_ignore | zzz_ignore | zzz_ignore | zzz_ignore | zzz_ignore
348 | zzz_ignore | zzz_ignore | zzz_ignore | zzz_ignore | zzz_ignore | zzz_ignore | zzz_ignore | zzz_ignore | zzz_ignore | zzz_ignore | zzz_ignore | zzz_ignore | zzz_ignore | zzz_ignore | zzz_ignore | zzz_ignore | zzz_ignore | zzz_ignore | zzz_ignore | zzz_ignore | zzz_ignore | zzz_ignore | zzz_ignore | zzz_ignore
349 | zzz_ignore | zzz_ignore | zzz_ignore | zzz_ignore | zzz_ignore | zzz_ignore | zzz_ignore | zzz_ignore | zzz_ignore | zzz_ignore | zzz_ignore | zzz_ignore | zzz_ignore | zzz_ignore | zzz_ignore | zzz_ignore | zzz_ignore | zzz_ignore | zzz_ignore | zzz_ignore | zzz_ignore | zzz_ignore | zzz_ignore | zzz_ignore
355 | zzz_ignore | zzz_ignore | zzz_ignore | zzz_ignore | zzz_ignore | zzz_ignore | zzz_ignore | zzz_ignore | zzz_ignore | zzz_ignore | zzz_ignore | zzz_ignore | zzz_ignore | zzz_ignore | zzz_ignore | zzz_ignore | zzz_ignore | zzz_ignore | zzz_ignore | zzz_ignore | zzz_ignore | zzz_ignore | zzz_ignore | zzz_ignore
356 | zzz_ignore | zzz_ignore | zzz_ignore | zzz_ignore | zzz_ignore | zzz_ignore | zzz_ignore | zzz_ignore | zzz_ignore | zzz_ignore | zzz_ignore | zzz_ignore | zzz_ignore | zzz_ignore | zzz_ignore | zzz_ignore | zzz_ignore | zzz_ignore | zzz_ignore | zzz_ignore | zzz_ignore | zzz_ignore | zzz_ignore | zzz_ignore
357 | zzz_ignore | zzz_ignore | zzz_ignore | zzz_ignore | zzz_ignore | zzz_ignore | zzz_ignore | zzz_ignore | zzz_ignore | zzz_ignore | zzz_ignore | zzz_ignore | zzz_ignore | zzz_ignore | zzz_ignore | zzz_ignore | zzz_ignore | zzz_ignore | zzz_ignore | zzz_ignore | zzz_ignore | zzz_ignore | zzz_ignore | zzz_ignore
358 | zzz_ignore | zzz_ignore | zzz_ignore | zzz_ignore | zzz_ignore | zzz_ignore | zzz_ignore | zzz_ignore | zzz_ignore | zzz_ignore | zzz_ignore | zzz_ignore | zzz_ignore | zzz_ignore | zzz_ignore | zzz_ignore | zzz_ignore | zzz_ignore | zzz_ignore | zzz_ignore | zzz_ignore | zzz_ignore | zzz_ignore | zzz_ignore
359 | zzz_ignore | zzz_ignore | zzz_ignore | zzz_ignore | zzz_ignore | zzz_ignore | zzz_ignore | zzz_ignore | zzz_ignore | zzz_ignore | zzz_ignore | zzz_ignore | zzz_ignore | zzz_ignore | zzz_ignore | zzz_ignore | zzz_ignore | zzz_ignore | zzz_ignore | zzz_ignore | zzz_ignore | zzz_ignore | zzz_ignore | zzz_ignore
360 | zzz_ignore | zzz_ignore | zzz_ignore | zzz_ignore | zzz_ignore | zzz_ignore | zzz_ignore | zzz_ignore | zzz_ignore | zzz_ignore | zzz_ignore | zzz_ignore | zzz_ignore | zzz_ignore | zzz_ignore | zzz_ignore | zzz_ignore | zzz_ignore | zzz_ignore | zzz_ignore | zzz_ignore | zzz_ignore | zzz_ignore | zzz_ignore
361 | zzz_ignore | zzz_ignore | zzz_ignore | zzz_ignore | zzz_ignore | zzz_ignore | zzz_ignore | zzz_ignore | zzz_ignore | zzz_ignore | zzz_ignore | zzz_ignore | zzz_ignore | zzz_ignore | zzz_ignore | zzz_ignore | zzz_ignore | zzz_ignore | zzz_ignore | zzz_ignore | zzz_ignore | zzz_ignore | zzz_ignore | zzz_ignore
362 | zzz_ignore | zzz_ignore | zzz_ignore | zzz_ignore | zzz_ignore | zzz_ignore | zzz_ignore | zzz_ignore | zzz_ignore | zzz_ignore | zzz_ignore | zzz_ignore | zzz_ignore | zzz_ignore | zzz_ignore | zzz_ignore | zzz_ignore | zzz_ignore | zzz_ignore | zzz_ignore | zzz_ignore | zzz_ignore | zzz_ignore | zzz_ignore
363 | zzz_ignore | zzz_ignore | zzz_ignore | zzz_ignore | zzz_ignore | zzz_ignore | zzz_ignore | zzz_ignore | zzz_ignore | zzz_ignore | zzz_ignore | zzz_ignore | zzz_ignore | zzz_ignore | zzz_ignore | zzz_ignore | zzz_ignore | zzz_ignore | zzz_ignore | zzz_ignore | zzz_ignore | zzz_ignore | zzz_ignore | zzz_ignore
364 | zzz_ignore | zzz_ignore | zzz_ignore | zzz_ignore | zzz_ignore | zzz_ignore | zzz_ignore | zzz_ignore | zzz_ignore | zzz_ignore | zzz_ignore | zzz_ignore | zzz_ignore | zzz_ignore | zzz_ignore | zzz_ignore | zzz_ignore | zzz_ignore | zzz_ignore | zzz_ignore | zzz_ignore | zzz_ignore | zzz_ignore | zzz_ignore
365 | zzz_ignore | zzz_ignore | zzz_ignore | zzz_ignore | zzz_ignore | zzz_ignore | zzz_ignore | zzz_ignore | zzz_ignore | zzz_ignore | zzz_ignore | zzz_ignore | zzz_ignore | zzz_ignore | zzz_ignore | zzz_ignore | zzz_ignore | zzz_ignore | zzz_ignore | zzz_ignore | zzz_ignore | zzz_ignore | zzz_ignore | zzz_ignore
366 | zzz_ignore | zzz_ignore | zzz_ignore | zzz_ignore | zzz_ignore | zzz_ignore | zzz_ignore | zzz_ignore | zzz_ignore | zzz_ignore | zzz_ignore | zzz_ignore | zzz_ignore | zzz_ignore | zzz_ignore | zzz_ignore | zzz_ignore | zzz_ignore | zzz_ignore | zzz_ignore | zzz_ignore | zzz_ignore | zzz_ignore | zzz_ignore
367 | zzz_ignore | zzz_ignore | zzz_ignore | zzz_ignore | zzz_ignore | zzz_ignore | zzz_ignore | zzz_ignore | zzz_ignore | zzz_ignore | zzz_ignore | zzz_ignore | zzz_ignore | zzz_ignore | zzz_ignore | zzz_ignore | zzz_ignore | zzz_ignore | zzz_ignore | zzz_ignore | zzz_ignore | zzz_ignore | zzz_ignore | zzz_ignore
368 | zzz_ignore | zzz_ignore | zzz_ignore | zzz_ignore | zzz_ignore | zzz_ignore | zzz_ignore | zzz_ignore | zzz_ignore | zzz_ignore | zzz_ignore | zzz_ignore | zzz_ignore | zzz_ignore | zzz_ignore | zzz_ignore | zzz_ignore | zzz_ignore | zzz_ignore | zzz_ignore | zzz_ignore | zzz_ignore | zzz_ignore | zzz_ignore
369 | zzz_ignore | zzz_ignore | zzz_ignore | zzz_ignore | zzz_ignore | zzz_ignore | zzz_ignore | zzz_ignore | zzz_ignore | zzz_ignore | zzz_ignore | zzz_ignore | zzz_ignore | zzz_ignore | zzz_ignore | zzz_ignore | zzz_ignore | zzz_ignore | zzz_ignore | zzz_ignore | zzz_ignore | zzz_ignore | zzz_ignore | zzz_ignore
370 | zzz_ignore | zzz_ignore | zzz_ignore | zzz_ignore | zzz_ignore | zzz_ignore | zzz_ignore | zzz_ignore | zzz_ignore | zzz_ignore | zzz_ignore | zzz_ignore | zzz_ignore | zzz_ignore | zzz_ignore | zzz_ignore | zzz_ignore | zzz_ignore | zzz_ignore | zzz_ignore | zzz_ignore | zzz_ignore | zzz_ignore | zzz_ignore
371 | zzz_ignore | zzz_ignore | zzz_ignore | zzz_ignore | zzz_ignore | zzz_ignore | zzz_ignore | zzz_ignore | zzz_ignore | zzz_ignore | zzz_ignore | zzz_ignore | zzz_ignore | zzz_ignore | zzz_ignore | zzz_ignore | zzz_ignore | zzz_ignore | zzz_ignore | zzz_ignore | zzz_ignore | zzz_ignore | zzz_ignore | zzz_ignore
372 | zzz_ignore | zzz_ignore | zzz_ignore | zzz_ignore | zzz_ignore | zzz_ignore | zzz_ignore | zzz_ignore | zzz_ignore | zzz_ignore | zzz_ignore | zzz_ignore | zzz_ignore | zzz_ignore | zzz_ignore | zzz_ignore | zzz_ignore | zzz_ignore | zzz_ignore | zzz_ignore | zzz_ignore | zzz_ignore | zzz_ignore | zzz_ignore
373 | zzz_ignore | zzz_ignore | zzz_ignore | zzz_ignore | zzz_ignore | zzz_ignore | zzz_ignore | zzz_ignore | zzz_ignore | zzz_ignore | zzz_ignore | zzz_ignore | zzz_ignore | zzz_ignore | zzz_ignore | zzz_ignore | zzz_ignore | zzz_ignore | zzz_ignore | zzz_ignore | zzz_ignore | zzz_ignore | zzz_ignore | zzz_ignore
374 | zzz_ignore | zzz_ignore | zzz_ignore | zzz_ignore | zzz_ignore | zzz_ignore | zzz_ignore | zzz_ignore | zzz_ignore | zzz_ignore | zzz_ignore | zzz_ignore | zzz_ignore | zzz_ignore | zzz_ignore | zzz_ignore | zzz_ignore | zzz_ignore | zzz_ignore | zzz_ignore | zzz_ignore | zzz_ignore | zzz_ignore | zzz_ignore
375 | zzz_ignore | zzz_ignore | zzz_ignore | zzz_ignore | zzz_ignore | zzz_ignore | zzz_ignore | zzz_ignore | zzz_ignore | zzz_ignore | zzz_ignore | zzz_ignore | zzz_ignore | zzz_ignore | zzz_ignore | zzz_ignore | zzz_ignore | zzz_ignore | zzz_ignore | zzz_ignore | zzz_ignore | zzz_ignore | zzz_ignore | zzz_ignore
376 | zzz_ignore | zzz_ignore | zzz_ignore | zzz_ignore | zzz_ignore | zzz_ignore | zzz_ignore | zzz_ignore | zzz_ignore | zzz_ignore | zzz_ignore | zzz_ignore | zzz_ignore | zzz_ignore | zzz_ignore | zzz_ignore | zzz_ignore | zzz_ignore | zzz_ignore | zzz_ignore | zzz_ignore | zzz_ignore | zzz_ignore | zzz_ignore
377 | zzz_ignore | zzz_ignore | zzz_ignore | zzz_ignore | zzz_ignore | zzz_ignore | zzz_ignore | zzz_ignore | zzz_ignore | zzz_ignore | zzz_ignore | zzz_ignore | zzz_ignore | zzz_ignore | zzz_ignore | zzz_ignore | zzz_ignore | zzz_ignore | zzz_ignore | zzz_ignore | zzz_ignore | zzz_ignore | zzz_ignore | zzz_ignore
380 | zzz_ignore | zzz_ignore | zzz_ignore | zzz_ignore | zzz_ignore | zzz_ignore | zzz_ignore | zzz_ignore | zzz_ignore | zzz_ignore | zzz_ignore | zzz_ignore | zzz_ignore | zzz_ignore | zzz_ignore | zzz_ignore | zzz_ignore | zzz_ignore | zzz_ignore | zzz_ignore | zzz_ignore | zzz_ignore | zzz_ignore | zzz_ignore
381 | zzz_ignore | zzz_ignore | zzz_ignore | zzz_ignore | zzz_ignore | zzz_ignore | zzz_ignore | zzz_ignore | zzz_ignore | zzz_ignore | zzz_ignore | zzz_ignore | zzz_ignore | zzz_ignore | zzz_ignore | zzz_ignore | zzz_ignore | zzz_ignore | zzz_ignore | zzz_ignore | zzz_ignore | zzz_ignore | zzz_ignore | zzz_ignore
382 | zzz_ignore | zzz_ignore | zzz_ignore | zzz_ignore | zzz_ignore | zzz_ignore | zzz_ignore | zzz_ignore | zzz_ignore | zzz_ignore | zzz_ignore | zzz_ignore | zzz_ignore | zzz_ignore | zzz_ignore | zzz_ignore | zzz_ignore | zzz_ignore | zzz_ignore | zzz_ignore | zzz_ignore | zzz_ignore | zzz_ignore | zzz_ignore
383 | zzz_ignore | zzz_ignore | zzz_ignore | zzz_ignore | zzz_ignore | zzz_ignore | zzz_ignore | zzz_ignore | zzz_ignore | zzz_ignore | zzz_ignore | zzz_ignore | zzz_ignore | zzz_ignore | zzz_ignore | zzz_ignore | zzz_ignore | zzz_ignore | zzz_ignore | zzz_ignore | zzz_ignore | zzz_ignore | zzz_ignore | zzz_ignore
384 | zzz_ignore | zzz_ignore | zzz_ignore | zzz_ignore | zzz_ignore | zzz_ignore | zzz_ignore | zzz_ignore | zzz_ignore | zzz_ignore | zzz_ignore | zzz_ignore | zzz_ignore | zzz_ignore | zzz_ignore | zzz_ignore | zzz_ignore | zzz_ignore | zzz_ignore | zzz_ignore | zzz_ignore | zzz_ignore | zzz_ignore | zzz_ignore
388 | zzz_ignore | zzz_ignore | zzz_ignore | zzz_ignore | zzz_ignore | zzz_ignore | zzz_ignore | zzz_ignore | zzz_ignore | zzz_ignore | zzz_ignore | zzz_ignore | zzz_ignore | zzz_ignore | zzz_ignore | zzz_ignore | zzz_ignore | zzz_ignore | zzz_ignore | zzz_ignore | zzz_ignore | zzz_ignore | zzz_ignore | zzz_ignore
389 | zzz_ignore | zzz_ignore | zzz_ignore | zzz_ignore | zzz_ignore | zzz_ignore | zzz_ignore | zzz_ignore | zzz_ignore | zzz_ignore | zzz_ignore | zzz_ignore | zzz_ignore | zzz_ignore | zzz_ignore | zzz_ignore | zzz_ignore | zzz_ignore | zzz_ignore | zzz_ignore | zzz_ignore | zzz_ignore | zzz_ignore | zzz_ignore
390 | zzz_ignore | zzz_ignore | zzz_ignore | zzz_ignore | zzz_ignore | zzz_ignore | zzz_ignore | zzz_ignore | zzz_ignore | zzz_ignore | zzz_ignore | zzz_ignore | zzz_ignore | zzz_ignore | zzz_ignore | zzz_ignore | zzz_ignore | zzz_ignore | zzz_ignore | zzz_ignore | zzz_ignore | zzz_ignore | zzz_ignore | zzz_ignore
391 | zzz_ignore | zzz_ignore | zzz_ignore | zzz_ignore | zzz_ignore | zzz_ignore | zzz_ignore | zzz_ignore | zzz_ignore | zzz_ignore | zzz_ignore | zzz_ignore | zzz_ignore | zzz_ignore | zzz_ignore | zzz_ignore | zzz_ignore | zzz_ignore | zzz_ignore | zzz_ignore | zzz_ignore | zzz_ignore | zzz_ignore | zzz_ignore
392 | zzz_ignore | zzz_ignore | zzz_ignore | zzz_ignore | zzz_ignore | zzz_ignore | zzz_ignore | zzz_ignore | zzz_ignore | zzz_ignore | zzz_ignore | zzz_ignore | zzz_ignore | zzz_ignore | zzz_ignore | zzz_ignore | zzz_ignore | zzz_ignore | zzz_ignore | zzz_ignore | zzz_ignore | zzz_ignore | zzz_ignore | zzz_ignore
393 | zzz_ignore | zzz_ignore | zzz_ignore | zzz_ignore | zzz_ignore | zzz_ignore | zzz_ignore | zzz_ignore | zzz_ignore | zzz_ignore | zzz_ignore | zzz_ignore | zzz_ignore | zzz_ignore | zzz_ignore | zzz_ignore | zzz_ignore | zzz_ignore | zzz_ignore | zzz_ignore | zzz_ignore | zzz_ignore | zzz_ignore | zzz_ignore
394 | zzz_ignore | zzz_ignore | zzz_ignore | zzz_ignore | zzz_ignore | zzz_ignore | zzz_ignore | zzz_ignore | zzz_ignore | zzz_ignore | zzz_ignore | zzz_ignore | zzz_ignore | zzz_ignore | zzz_ignore | zzz_ignore | zzz_ignore | zzz_ignore | zzz_ignore | zzz_ignore | zzz_ignore | zzz_ignore | zzz_ignore | zzz_ignore
395 | zzz_ignore | zzz_ignore | zzz_ignore | zzz_ignore | zzz_ignore | zzz_ignore | zzz_ignore | zzz_ignore | zzz_ignore | zzz_ignore | zzz_ignore | zzz_ignore | zzz_ignore | zzz_ignore | zzz_ignore | zzz_ignore | zzz_ignore | zzz_ignore | zzz_ignore | zzz_ignore | zzz_ignore | zzz_ignore | zzz_ignore | zzz_ignore
396 | zzz_ignore | zzz_ignore | zzz_ignore | zzz_ignore | zzz_ignore | zzz_ignore | zzz_ignore | zzz_ignore | zzz_ignore | zzz_ignore | zzz_ignore | zzz_ignore | zzz_ignore | zzz_ignore | zzz_ignore | zzz_ignore | zzz_ignore | zzz_ignore | zzz_ignore | zzz_ignore | zzz_ignore | zzz_ignore | zzz_ignore | zzz_ignore
397 | zzz_ignore | zzz_ignore | zzz_ignore | zzz_ignore | zzz_ignore | zzz_ignore | zzz_ignore | zzz_ignore | zzz_ignore | zzz_ignore | zzz_ignore | zzz_ignore | zzz_ignore | zzz_ignore | zzz_ignore | zzz_ignore | zzz_ignore | zzz_ignore | zzz_ignore | zzz_ignore | zzz_ignore | zzz_ignore | zzz_ignore | zzz_ignore
398 | zzz_ignore | zzz_ignore | zzz_ignore | zzz_ignore | zzz_ignore | zzz_ignore | zzz_ignore | zzz_ignore | zzz_ignore | zzz_ignore | zzz_ignore | zzz_ignore | zzz_ignore | zzz_ignore | zzz_ignore | zzz_ignore | zzz_ignore | zzz_ignore | zzz_ignore | zzz_ignore | zzz_ignore | zzz_ignore | zzz_ignore | zzz_ignore
399 | zzz_ignore | zzz_ignore | zzz_ignore | zzz_ignore | zzz_ignore | zzz_ignore | zzz_ignore | zzz_ignore | zzz_ignore | zzz_ignore | zzz_ignore | zzz_ignore | zzz_ignore | zzz_ignore | zzz_ignore | zzz_ignore | zzz_ignore | zzz_ignore | zzz_ignore | zzz_ignore | zzz_ignore | zzz_ignore | zzz_ignore | zzz_ignore
400 | zzz_ignore | zzz_ignore | zzz_ignore | zzz_ignore | zzz_ignore | zzz_ignore | zzz_ignore | zzz_ignore | zzz_ignore | zzz_ignore | zzz_ignore | zzz_ignore | zzz_ignore | zzz_ignore | zzz_ignore | zzz_ignore | zzz_ignore | zzz_ignore | zzz_ignore | zzz_ignore | zzz_ignore | zzz_ignore | zzz_ignore | zzz_ignore
401 | zzz_ignore | zzz_ignore | zzz_ignore | zzz_ignore | zzz_ignore | zzz_ignore | zzz_ignore | zzz_ignore | zzz_ignore | zzz_ignore | zzz_ignore | zzz_ignore | zzz_ignore | zzz_ignore | zzz_ignore | zzz_ignore | zzz_ignore | zzz_ignore | zzz_ignore | zzz_ignore | zzz_ignore | zzz_ignore | zzz_ignore | zzz_ignore
402 | zzz_ignore | zzz_ignore | zzz_ignore | zzz_ignore | zzz_ignore | zzz_ignore | zzz_ignore | zzz_ignore | zzz_ignore | zzz_ignore | zzz_ignore | zzz_ignore | zzz_ignore | zzz_ignore | zzz_ignore | zzz_ignore | zzz_ignore | zzz_ignore | zzz_ignore | zzz_ignore | zzz_ignore | zzz_ignore | zzz_ignore | zzz_ignore
403 | zzz_ignore | zzz_ignore | zzz_ignore | zzz_ignore | zzz_ignore | zzz_ignore | zzz_ignore | zzz_ignore | zzz_ignore | zzz_ignore | zzz_ignore | zzz_ignore | zzz_ignore | zzz_ignore | zzz_ignore | zzz_ignore | zzz_ignore | zzz_ignore | zzz_ignore | zzz_ignore | zzz_ignore | zzz_ignore | zzz_ignore | zzz_ignore
404 | zzz_ignore | zzz_ignore | zzz_ignore | zzz_ignore | zzz_ignore | zzz_ignore | zzz_ignore | zzz_ignore | zzz_ignore | zzz_ignore | zzz_ignore | zzz_ignore | zzz_ignore | zzz_ignore | zzz_ignore | zzz_ignore | zzz_ignore | zzz_ignore | zzz_ignore | zzz_ignore | zzz_ignore | zzz_ignore | zzz_ignore | zzz_ignore
405 | zzz_ignore | zzz_ignore | zzz_ignore | zzz_ignore | zzz_ignore | zzz_ignore | zzz_ignore | zzz_ignore | zzz_ignore | zzz_ignore | zzz_ignore | zzz_ignore | zzz_ignore | zzz_ignore | zzz_ignore | zzz_ignore | zzz_ignore | zzz_ignore | zzz_ignore | zzz_ignore | zzz_ignore | zzz_ignore | zzz_ignore | zzz_ignore
406 | zzz_ignore | zzz_ignore | zzz_ignore | zzz_ignore | zzz_ignore | zzz_ignore | zzz_ignore | zzz_ignore | zzz_ignore | zzz_ignore | zzz_ignore | zzz_ignore | zzz_ignore | zzz_ignore | zzz_ignore | zzz_ignore | zzz_ignore | zzz_ignore | zzz_ignore | zzz_ignore | zzz_ignore | zzz_ignore | zzz_ignore | zzz_ignore
407 | zzz_ignore | zzz_ignore | zzz_ignore | zzz_ignore | zzz_ignore | zzz_ignore | zzz_ignore | zzz_ignore | zzz_ignore | zzz_ignore | zzz_ignore | zzz_ignore | zzz_ignore | zzz_ignore | zzz_ignore | zzz_ignore | zzz_ignore | zzz_ignore | zzz_ignore | zzz_ignore | zzz_ignore | zzz_ignore | zzz_ignore | zzz_ignore
408 | zzz_ignore | zzz_ignore | zzz_ignore | zzz_ignore | zzz_ignore | zzz_ignore | zzz_ignore | zzz_ignore | zzz_ignore | zzz_ignore | zzz_ignore | zzz_ignore | zzz_ignore | zzz_ignore | zzz_ignore | zzz_ignore | zzz_ignore | zzz_ignore | zzz_ignore | zzz_ignore | zzz_ignore | zzz_ignore | zzz_ignore | zzz_ignore
409 | zzz_ignore | zzz_ignore | zzz_ignore | zzz_ignore | zzz_ignore | zzz_ignore | zzz_ignore | zzz_ignore | zzz_ignore | zzz_ignore | zzz_ignore | zzz_ignore | zzz_ignore | zzz_ignore | zzz_ignore | zzz_ignore | zzz_ignore | zzz_ignore | zzz_ignore | zzz_ignore | zzz_ignore | zzz_ignore | zzz_ignore | zzz_ignore
410 | zzz_ignore | zzz_ignore | zzz_ignore | zzz_ignore | zzz_ignore | zzz_ignore | zzz_ignore | zzz_ignore | zzz_ignore | zzz_ignore | zzz_ignore | zzz_ignore | zzz_ignore | zzz_ignore | zzz_ignore | zzz_ignore | zzz_ignore | zzz_ignore | zzz_ignore | zzz_ignore | zzz_ignore | zzz_ignore | zzz_ignore | zzz_ignore
411 | zzz_ignore | zzz_ignore | zzz_ignore | zzz_ignore | zzz_ignore | zzz_ignore | zzz_ignore | zzz_ignore | zzz_ignore | zzz_ignore | zzz_ignore | zzz_ignore | zzz_ignore | zzz_ignore | zzz_ignore | zzz_ignore | zzz_ignore | zzz_ignore | zzz_ignore | zzz_ignore | zzz_ignore | zzz_ignore | zzz_ignore | zzz_ignore
412 | zzz_ignore | zzz_ignore | zzz_ignore | zzz_ignore | zzz_ignore | zzz_ignore | zzz_ignore | zzz_ignore | zzz_ignore | zzz_ignore | zzz_ignore | zzz_ignore | zzz_ignore | zzz_ignore | zzz_ignore | zzz_ignore | zzz_ignore | zzz_ignore | zzz_ignore | zzz_ignore | zzz_ignore | zzz_ignore | zzz_ignore | zzz_ignore
419 | zzz_ignore | zzz_ignore | zzz_ignore | zzz_ignore | zzz_ignore | zzz_ignore | zzz_ignore | zzz_ignore | zzz_ignore | zzz_ignore | zzz_ignore | zzz_ignore | zzz_ignore | zzz_ignore | zzz_ignore | zzz_ignore | zzz_ignore | zzz_ignore | zzz_ignore | zzz_ignore | zzz_ignore | zzz_ignore | zzz_ignore | zzz_ignore
420 | zzz_ignore | zzz_ignore | zzz_ignore | zzz_ignore | zzz_ignore | zzz_ignore | zzz_ignore | zzz_ignore | zzz_ignore | zzz_ignore | zzz_ignore | zzz_ignore | zzz_ignore | zzz_ignore | zzz_ignore | zzz_ignore | zzz_ignore | zzz_ignore | zzz_ignore | zzz_ignore | zzz_ignore | zzz_ignore | zzz_ignore | zzz_ignore
421 | zzz_ignore | zzz_ignore | zzz_ignore | zzz_ignore | zzz_ignore | zzz_ignore | zzz_ignore | zzz_ignore | zzz_ignore | zzz_ignore | zzz_ignore | zzz_ignore | zzz_ignore | zzz_ignore | zzz_ignore | zzz_ignore | zzz_ignore | zzz_ignore | zzz_ignore | zzz_ignore | zzz_ignore | zzz_ignore | zzz_ignore | zzz_ignore
422 | zzz_ignore | zzz_ignore | zzz_ignore | zzz_ignore | zzz_ignore | zzz_ignore | zzz_ignore | zzz_ignore | zzz_ignore | zzz_ignore | zzz_ignore | zzz_ignore | zzz_ignore | zzz_ignore | zzz_ignore | zzz_ignore | zzz_ignore | zzz_ignore | zzz_ignore | zzz_ignore | zzz_ignore | zzz_ignore | zzz_ignore | zzz_ignore
423 | zzz_ignore | zzz_ignore | zzz_ignore | zzz_ignore | zzz_ignore | zzz_ignore | zzz_ignore | zzz_ignore | zzz_ignore | zzz_ignore | zzz_ignore | zzz_ignore | zzz_ignore | zzz_ignore | zzz_ignore | zzz_ignore | zzz_ignore | zzz_ignore | zzz_ignore | zzz_ignore | zzz_ignore | zzz_ignore | zzz_ignore | zzz_ignore
424 | zzz_ignore | zzz_ignore | zzz_ignore | zzz_ignore | zzz_ignore | zzz_ignore | zzz_ignore | zzz_ignore | zzz_ignore | zzz_ignore | zzz_ignore | zzz_ignore | zzz_ignore | zzz_ignore | zzz_ignore | zzz_ignore | zzz_ignore | zzz_ignore | zzz_ignore | zzz_ignore | zzz_ignore | zzz_ignore | zzz_ignore | zzz_ignore
426 | zzz_ignore | zzz_ignore | zzz_ignore | zzz_ignore | zzz_ignore | zzz_ignore | zzz_ignore | zzz_ignore | zzz_ignore | zzz_ignore | zzz_ignore | zzz_ignore | zzz_ignore | zzz_ignore | zzz_ignore | zzz_ignore | zzz_ignore | zzz_ignore | zzz_ignore | zzz_ignore | zzz_ignore | zzz_ignore | zzz_ignore | zzz_ignore
427 | zzz_ignore | zzz_ignore | zzz_ignore | zzz_ignore | zzz_ignore | zzz_ignore | zzz_ignore | zzz_ignore | zzz_ignore | zzz_ignore | zzz_ignore | zzz_ignore | zzz_ignore | zzz_ignore | zzz_ignore | zzz_ignore | zzz_ignore | zzz_ignore | zzz_ignore | zzz_ignore | zzz_ignore | zzz_ignore | zzz_ignore | zzz_ignore
434 | zzz_ignore | zzz_ignore | zzz_ignore | zzz_ignore | zzz_ignore | zzz_ignore | zzz_ignore | zzz_ignore | zzz_ignore | zzz_ignore | zzz_ignore | zzz_ignore | zzz_ignore | zzz_ignore | zzz_ignore | zzz_ignore | zzz_ignore | zzz_ignore | zzz_ignore | zzz_ignore | zzz_ignore | zzz_ignore | zzz_ignore | zzz_ignore
435 | zzz_ignore | zzz_ignore | zzz_ignore | zzz_ignore | zzz_ignore | zzz_ignore | zzz_ignore | zzz_ignore | zzz_ignore | zzz_ignore | zzz_ignore | zzz_ignore | zzz_ignore | zzz_ignore | zzz_ignore | zzz_ignore | zzz_ignore | zzz_ignore | zzz_ignore | zzz_ignore | zzz_ignore | zzz_ignore | zzz_ignore | zzz_ignore
436 | zzz_ignore | zzz_ignore | zzz_ignore | zzz_ignore | zzz_ignore | zzz_ignore | zzz_ignore | zzz_ignore | zzz_ignore | zzz_ignore | zzz_ignore | zzz_ignore | zzz_ignore | zzz_ignore | zzz_ignore | zzz_ignore | zzz_ignore | zzz_ignore | zzz_ignore | zzz_ignore | zzz_ignore | zzz_ignore | zzz_ignore | zzz_ignore
439 | zzz_ignore | zzz_ignore | zzz_ignore | zzz_ignore | zzz_ignore | zzz_ignore | zzz_ignore | zzz_ignore | zzz_ignore | zzz_ignore | zzz_ignore | zzz_ignore | zzz_ignore | zzz_ignore | zzz_ignore | zzz_ignore | zzz_ignore | zzz_ignore | zzz_ignore | zzz_ignore | zzz_ignore | zzz_ignore | zzz_ignore | zzz_ignore
440 | zzz_ignore | zzz_ignore | zzz_ignore | zzz_ignore | zzz_ignore | zzz_ignore | zzz_ignore | zzz_ignore | zzz_ignore | zzz_ignore | zzz_ignore | zzz_ignore | zzz_ignore | zzz_ignore | zzz_ignore | zzz_ignore | zzz_ignore | zzz_ignore | zzz_ignore | zzz_ignore | zzz_ignore | zzz_ignore | zzz_ignore | zzz_ignore
442 | zzz_ignore | zzz_ignore | zzz_ignore | zzz_ignore | zzz_ignore | zzz_ignore | zzz_ignore | zzz_ignore | zzz_ignore | zzz_ignore | zzz_ignore | zzz_ignore | zzz_ignore | zzz_ignore | zzz_ignore | zzz_ignore | zzz_ignore | zzz_ignore | zzz_ignore | zzz_ignore | zzz_ignore | zzz_ignore | zzz_ignore | zzz_ignore
443 | zzz_ignore | zzz_ignore | zzz_ignore | zzz_ignore | zzz_ignore | zzz_ignore | zzz_ignore | zzz_ignore | zzz_ignore | zzz_ignore | zzz_ignore | zzz_ignore | zzz_ignore | zzz_ignore | zzz_ignore | zzz_ignore | zzz_ignore | zzz_ignore | zzz_ignore | zzz_ignore | zzz_ignore | zzz_ignore | zzz_ignore | zzz_ignore
444 | zzz_ignore | zzz_ignore | zzz_ignore | zzz_ignore | zzz_ignore | zzz_ignore | zzz_ignore | zzz_ignore | zzz_ignore | zzz_ignore | zzz_ignore | zzz_ignore | zzz_ignore | zzz_ignore | zzz_ignore | zzz_ignore | zzz_ignore | zzz_ignore | zzz_ignore | zzz_ignore | zzz_ignore | zzz_ignore | zzz_ignore | zzz_ignore
446 | zzz_ignore | zzz_ignore | zzz_ignore | zzz_ignore | zzz_ignore | zzz_ignore | zzz_ignore | zzz_ignore | zzz_ignore | zzz_ignore | zzz_ignore | zzz_ignore | zzz_ignore | zzz_ignore | zzz_ignore | zzz_ignore | zzz_ignore | zzz_ignore | zzz_ignore | zzz_ignore | zzz_ignore | zzz_ignore | zzz_ignore | zzz_ignore
447 | zzz_ignore | zzz_ignore | zzz_ignore | zzz_ignore | zzz_ignore | zzz_ignore | zzz_ignore | zzz_ignore | zzz_ignore | zzz_ignore | zzz_ignore | zzz_ignore | zzz_ignore | zzz_ignore | zzz_ignore | zzz_ignore | zzz_ignore | zzz_ignore | zzz_ignore | zzz_ignore | zzz_ignore | zzz_ignore | zzz_ignore | zzz_ignore
448 | zzz_ignore | zzz_ignore | zzz_ignore | zzz_ignore | zzz_ignore | zzz_ignore | zzz_ignore | zzz_ignore | zzz_ignore | zzz_ignore | zzz_ignore | zzz_ignore | zzz_ignore | zzz_ignore | zzz_ignore | zzz_ignore | zzz_ignore | zzz_ignore | zzz_ignore | zzz_ignore | zzz_ignore | zzz_ignore | zzz_ignore | zzz_ignore
449 | zzz_ignore | zzz_ignore | zzz_ignore | zzz_ignore | zzz_ignore | zzz_ignore | zzz_ignore | zzz_ignore | zzz_ignore | zzz_ignore | zzz_ignore | zzz_ignore | zzz_ignore | zzz_ignore | zzz_ignore | zzz_ignore | zzz_ignore | zzz_ignore | zzz_ignore | zzz_ignore | zzz_ignore | zzz_ignore | zzz_ignore | zzz_ignore
450 | zzz_ignore | zzz_ignore | zzz_ignore | zzz_ignore | zzz_ignore | zzz_ignore | zzz_ignore | zzz_ignore | zzz_ignore | zzz_ignore | zzz_ignore | zzz_ignore | zzz_ignore | zzz_ignore | zzz_ignore | zzz_ignore | zzz_ignore | zzz_ignore | zzz_ignore | zzz_ignore | zzz_ignore | zzz_ignore | zzz_ignore | zzz_ignore
451 | zzz_ignore | zzz_ignore | zzz_ignore | zzz_ignore | zzz_ignore | zzz_ignore | zzz_ignore | zzz_ignore | zzz_ignore | zzz_ignore | zzz_ignore | zzz_ignore | zzz_ignore | zzz_ignore | zzz_ignore | zzz_ignore | zzz_ignore | zzz_ignore | zzz_ignore | zzz_ignore | zzz_ignore | zzz_ignore | zzz_ignore | zzz_ignore
452 | zzz_ignore | zzz_ignore | zzz_ignore | zzz_ignore | zzz_ignore | zzz_ignore | zzz_ignore | zzz_ignore | zzz_ignore | zzz_ignore | zzz_ignore | zzz_ignore | zzz_ignore | zzz_ignore | zzz_ignore | zzz_ignore | zzz_ignore | zzz_ignore | zzz_ignore | zzz_ignore | zzz_ignore | zzz_ignore | zzz_ignore | zzz_ignore
453 | zzz_ignore | zzz_ignore | zzz_ignore | zzz_ignore | zzz_ignore | zzz_ignore | zzz_ignore | zzz_ignore | zzz_ignore | zzz_ignore | zzz_ignore | zzz_ignore | zzz_ignore | zzz_ignore | zzz_ignore | zzz_ignore | zzz_ignore | zzz_ignore | zzz_ignore | zzz_ignore | zzz_ignore | zzz_ignore | zzz_ignore | zzz_ignore
457 | zzz_ignore | zzz_ignore | zzz_ignore | zzz_ignore | zzz_ignore | zzz_ignore | zzz_ignore | zzz_ignore | zzz_ignore | zzz_ignore | zzz_ignore | zzz_ignore | zzz_ignore | zzz_ignore | zzz_ignore | zzz_ignore | zzz_ignore | zzz_ignore | zzz_ignore | zzz_ignore | zzz_ignore | zzz_ignore | zzz_ignore | zzz_ignore
458 | zzz_ignore | zzz_ignore | zzz_ignore | zzz_ignore | zzz_ignore | zzz_ignore | zzz_ignore | zzz_ignore | zzz_ignore | zzz_ignore | zzz_ignore | zzz_ignore | zzz_ignore | zzz_ignore | zzz_ignore | zzz_ignore | zzz_ignore | zzz_ignore | zzz_ignore | zzz_ignore | zzz_ignore | zzz_ignore | zzz_ignore | zzz_ignore
459 | zzz_ignore | zzz_ignore | zzz_ignore | zzz_ignore | zzz_ignore | zzz_ignore | zzz_ignore | zzz_ignore | zzz_ignore | zzz_ignore | zzz_ignore | zzz_ignore | zzz_ignore | zzz_ignore | zzz_ignore | zzz_ignore | zzz_ignore | zzz_ignore | zzz_ignore | zzz_ignore | zzz_ignore | zzz_ignore | zzz_ignore | zzz_ignore
460 | zzz_ignore | zzz_ignore | zzz_ignore | zzz_ignore | zzz_ignore | zzz_ignore | zzz_ignore | zzz_ignore | zzz_ignore | zzz_ignore | zzz_ignore | zzz_ignore | zzz_ignore | zzz_ignore | zzz_ignore | zzz_ignore | zzz_ignore | zzz_ignore | zzz_ignore | zzz_ignore | zzz_ignore | zzz_ignore | zzz_ignore | zzz_ignore
461 | zzz_ignore | zzz_ignore | zzz_ignore | zzz_ignore | zzz_ignore | zzz_ignore | zzz_ignore | zzz_ignore | zzz_ignore | zzz_ignore | zzz_ignore | zzz_ignore | zzz_ignore | zzz_ignore | zzz_ignore | zzz_ignore | zzz_ignore | zzz_ignore | zzz_ignore | zzz_ignore | zzz_ignore | zzz_ignore | zzz_ignore | zzz_ignore
462 | zzz_ignore | zzz_ignore | zzz_ignore | zzz_ignore | zzz_ignore | zzz_ignore | zzz_ignore | zzz_ignore | zzz_ignore | zzz_ignore | zzz_ignore | zzz_ignore | zzz_ignore | zzz_ignore | zzz_ignore | zzz_ignore | zzz_ignore | zzz_ignore | zzz_ignore | zzz_ignore | zzz_ignore | zzz_ignore | zzz_ignore | zzz_ignore
463 | zzz_ignore | zzz_ignore | zzz_ignore | zzz_ignore | zzz_ignore | zzz_ignore | zzz_ignore | zzz_ignore | zzz_ignore | zzz_ignore | zzz_ignore | zzz_ignore | zzz_ignore | zzz_ignore | zzz_ignore | zzz_ignore | zzz_ignore | zzz_ignore | zzz_ignore | zzz_ignore | zzz_ignore | zzz_ignore | zzz_ignore | zzz_ignore
473 | zzz_ignore | zzz_ignore | zzz_ignore | zzz_ignore | zzz_ignore | zzz_ignore | zzz_ignore | zzz_ignore | zzz_ignore | zzz_ignore | zzz_ignore | zzz_ignore | zzz_ignore | zzz_ignore | zzz_ignore | zzz_ignore | zzz_ignore | zzz_ignore | zzz_ignore | zzz_ignore | zzz_ignore | zzz_ignore | zzz_ignore | zzz_ignore
482 | zzz_ignore | zzz_ignore | zzz_ignore | zzz_ignore | zzz_ignore | zzz_ignore | zzz_ignore | zzz_ignore | zzz_ignore | zzz_ignore | zzz_ignore | zzz_ignore | zzz_ignore | zzz_ignore | zzz_ignore | zzz_ignore | zzz_ignore | zzz_ignore | zzz_ignore | zzz_ignore | zzz_ignore | zzz_ignore | zzz_ignore | zzz_ignore
483 | zzz_ignore | zzz_ignore | zzz_ignore | zzz_ignore | zzz_ignore | zzz_ignore | zzz_ignore | zzz_ignore | zzz_ignore | zzz_ignore | zzz_ignore | zzz_ignore | zzz_ignore | zzz_ignore | zzz_ignore | zzz_ignore | zzz_ignore | zzz_ignore | zzz_ignore | zzz_ignore | zzz_ignore | zzz_ignore | zzz_ignore | zzz_ignore
488 | zzz_ignore | zzz_ignore | zzz_ignore | zzz_ignore | zzz_ignore | zzz_ignore | zzz_ignore | zzz_ignore | zzz_ignore | zzz_ignore | zzz_ignore | zzz_ignore | zzz_ignore | zzz_ignore | zzz_ignore | zzz_ignore | zzz_ignore | zzz_ignore | zzz_ignore | zzz_ignore | zzz_ignore | zzz_ignore | zzz_ignore | zzz_ignore
489 | zzz_ignore | zzz_ignore | zzz_ignore | zzz_ignore | zzz_ignore | zzz_ignore | zzz_ignore | zzz_ignore | zzz_ignore | zzz_ignore | zzz_ignore | zzz_ignore | zzz_ignore | zzz_ignore | zzz_ignore | zzz_ignore | zzz_ignore | zzz_ignore | zzz_ignore | zzz_ignore | zzz_ignore | zzz_ignore | zzz_ignore | zzz_ignore
490 | zzz_ignore | zzz_ignore | zzz_ignore | zzz_ignore | zzz_ignore | zzz_ignore | zzz_ignore | zzz_ignore | zzz_ignore | zzz_ignore | zzz_ignore | zzz_ignore | zzz_ignore | zzz_ignore | zzz_ignore | zzz_ignore | zzz_ignore | zzz_ignore | zzz_ignore | zzz_ignore | zzz_ignore | zzz_ignore | zzz_ignore | zzz_ignore
491 | zzz_ignore | zzz_ignore | zzz_ignore | zzz_ignore | zzz_ignore | zzz_ignore | zzz_ignore | zzz_ignore | zzz_ignore | zzz_ignore | zzz_ignore | zzz_ignore | zzz_ignore | zzz_ignore | zzz_ignore | zzz_ignore | zzz_ignore | zzz_ignore | zzz_ignore | zzz_ignore | zzz_ignore | zzz_ignore | zzz_ignore | zzz_ignore
492 | zzz_ignore | zzz_ignore | zzz_ignore | zzz_ignore | zzz_ignore | zzz_ignore | zzz_ignore | zzz_ignore | zzz_ignore | zzz_ignore | zzz_ignore | zzz_ignore | zzz_ignore | zzz_ignore | zzz_ignore | zzz_ignore | zzz_ignore | zzz_ignore | zzz_ignore | zzz_ignore | zzz_ignore | zzz_ignore | zzz_ignore | zzz_ignore
493 | zzz_ignore | zzz_ignore | zzz_ignore | zzz_ignore | zzz_ignore | zzz_ignore | zzz_ignore | zzz_ignore | zzz_ignore | zzz_ignore | zzz_ignore | zzz_ignore | zzz_ignore | zzz_ignore | zzz_ignore | zzz_ignore | zzz_ignore | zzz_ignore | zzz_ignore | zzz_ignore | zzz_ignore | zzz_ignore | zzz_ignore | zzz_ignore
494 | zzz_ignore | zzz_ignore | zzz_ignore | zzz_ignore | zzz_ignore | zzz_ignore | zzz_ignore | zzz_ignore | zzz_ignore | zzz_ignore | zzz_ignore | zzz_ignore | zzz_ignore | zzz_ignore | zzz_ignore | zzz_ignore | zzz_ignore | zzz_ignore | zzz_ignore | zzz_ignore | zzz_ignore | zzz_ignore | zzz_ignore | zzz_ignore
495 | zzz_ignore | zzz_ignore | zzz_ignore | zzz_ignore | zzz_ignore | zzz_ignore | zzz_ignore | zzz_ignore | zzz_ignore | zzz_ignore | zzz_ignore | zzz_ignore | zzz_ignore | zzz_ignore | zzz_ignore | zzz_ignore | zzz_ignore | zzz_ignore | zzz_ignore | zzz_ignore | zzz_ignore | zzz_ignore | zzz_ignore | zzz_ignore
497 | zzz_ignore | zzz_ignore | zzz_ignore | zzz_ignore | zzz_ignore | zzz_ignore | zzz_ignore | zzz_ignore | zzz_ignore | zzz_ignore | zzz_ignore | zzz_ignore | zzz_ignore | zzz_ignore | zzz_ignore | zzz_ignore | zzz_ignore | zzz_ignore | zzz_ignore | zzz_ignore | zzz_ignore | zzz_ignore | zzz_ignore | zzz_ignore
498 | zzz_ignore | zzz_ignore | zzz_ignore | zzz_ignore | zzz_ignore | zzz_ignore | zzz_ignore | zzz_ignore | zzz_ignore | zzz_ignore | zzz_ignore | zzz_ignore | zzz_ignore | zzz_ignore | zzz_ignore | zzz_ignore | zzz_ignore | zzz_ignore | zzz_ignore | zzz_ignore | zzz_ignore | zzz_ignore | zzz_ignore | zzz_ignore
499 | zzz_ignore | zzz_ignore | zzz_ignore | zzz_ignore | zzz_ignore | zzz_ignore | zzz_ignore | zzz_ignore | zzz_ignore | zzz_ignore | zzz_ignore | zzz_ignore | zzz_ignore | zzz_ignore | zzz_ignore | zzz_ignore | zzz_ignore | zzz_ignore | zzz_ignore | zzz_ignore | zzz_ignore | zzz_ignore | zzz_ignore | zzz_ignore
500 | zzz_ignore | zzz_ignore | zzz_ignore | zzz_ignore | zzz_ignore | zzz_ignore | zzz_ignore | zzz_ignore | zzz_ignore | zzz_ignore | zzz_ignore | zzz_ignore | zzz_ignore | zzz_ignore | zzz_ignore | zzz_ignore | zzz_ignore | zzz_ignore | zzz_ignore | zzz_ignore | zzz_ignore | zzz_ignore | zzz_ignore | zzz_ignore
501 | zzz_ignore | zzz_ignore | zzz_ignore | zzz_ignore | zzz_ignore | zzz_ignore | zzz_ignore | zzz_ignore | zzz_ignore | zzz_ignore | zzz_ignore | zzz_ignore | zzz_ignore | zzz_ignore | zzz_ignore | zzz_ignore | zzz_ignore | zzz_ignore | zzz_ignore | zzz_ignore | zzz_ignore | zzz_ignore | zzz_ignore | zzz_ignore
502 | zzz_ignore | zzz_ignore | zzz_ignore | zzz_ignore | zzz_ignore | zzz_ignore | zzz_ignore | zzz_ignore | zzz_ignore | zzz_ignore | zzz_ignore | zzz_ignore | zzz_ignore | zzz_ignore | zzz_ignore | zzz_ignore | zzz_ignore | zzz_ignore | zzz_ignore | zzz_ignore | zzz_ignore | zzz_ignore | zzz_ignore | zzz_ignore
503 | zzz_ignore | zzz_ignore | zzz_ignore | zzz_ignore | zzz_ignore | zzz_ignore | zzz_ignore | zzz_ignore | zzz_ignore | zzz_ignore | zzz_ignore | zzz_ignore | zzz_ignore | zzz_ignore | zzz_ignore | zzz_ignore | zzz_ignore | zzz_ignore | zzz_ignore | zzz_ignore | zzz_ignore | zzz_ignore | zzz_ignore | zzz_ignore
504 | zzz_ignore | zzz_ignore | zzz_ignore | zzz_ignore | zzz_ignore | zzz_ignore | zzz_ignore | zzz_ignore | zzz_ignore | zzz_ignore | zzz_ignore | zzz_ignore | zzz_ignore | zzz_ignore | zzz_ignore | zzz_ignore | zzz_ignore | zzz_ignore | zzz_ignore | zzz_ignore | zzz_ignore | zzz_ignore | zzz_ignore | zzz_ignore
505 | zzz_ignore | zzz_ignore | zzz_ignore | zzz_ignore | zzz_ignore | zzz_ignore | zzz_ignore | zzz_ignore | zzz_ignore | zzz_ignore | zzz_ignore | zzz_ignore | zzz_ignore | zzz_ignore | zzz_ignore | zzz_ignore | zzz_ignore | zzz_ignore | zzz_ignore | zzz_ignore | zzz_ignore | zzz_ignore | zzz_ignore | zzz_ignore
506 | zzz_ignore | zzz_ignore | zzz_ignore | zzz_ignore | zzz_ignore | zzz_ignore | zzz_ignore | zzz_ignore | zzz_ignore | zzz_ignore | zzz_ignore | zzz_ignore | zzz_ignore | zzz_ignore | zzz_ignore | zzz_ignore | zzz_ignore | zzz_ignore | zzz_ignore | zzz_ignore | zzz_ignore | zzz_ignore | zzz_ignore | zzz_ignore
507 | zzz_ignore | zzz_ignore | zzz_ignore | zzz_ignore | zzz_ignore | zzz_ignore | zzz_ignore | zzz_ignore | zzz_ignore | zzz_ignore | zzz_ignore | zzz_ignore | zzz_ignore | zzz_ignore | zzz_ignore | zzz_ignore | zzz_ignore | zzz_ignore | zzz_ignore | zzz_ignore | zzz_ignore | zzz_ignore | zzz_ignore | zzz_ignore
508 | zzz_ignore | zzz_ignore | zzz_ignore | zzz_ignore | zzz_ignore | zzz_ignore | zzz_ignore | zzz_ignore | zzz_ignore | zzz_ignore | zzz_ignore | zzz_ignore | zzz_ignore | zzz_ignore | zzz_ignore | zzz_ignore | zzz_ignore | zzz_ignore | zzz_ignore | zzz_ignore | zzz_ignore | zzz_ignore | zzz_ignore | zzz_ignore
512 | zzz_ignore | zzz_ignore | zzz_ignore | zzz_ignore | zzz_ignore | zzz_ignore | zzz_ignore | zzz_ignore | zzz_ignore | zzz_ignore | zzz_ignore | zzz_ignore | zzz_ignore | zzz_ignore | zzz_ignore | zzz_ignore | zzz_ignore | zzz_ignore | zzz_ignore | zzz_ignore | zzz_ignore | zzz_ignore | zzz_ignore | zzz_ignore
513 | zzz_ignore | zzz_ignore | zzz_ignore | zzz_ignore | zzz_ignore | zzz_ignore | zzz_ignore | zzz_ignore | zzz_ignore | zzz_ignore | zzz_ignore | zzz_ignore | zzz_ignore | zzz_ignore | zzz_ignore | zzz_ignore | zzz_ignore | zzz_ignore | zzz_ignore | zzz_ignore | zzz_ignore | zzz_ignore | zzz_ignore | zzz_ignore
514 | zzz_ignore | zzz_ignore | zzz_ignore | zzz_ignore | zzz_ignore | zzz_ignore | zzz_ignore | zzz_ignore | zzz_ignore | zzz_ignore | zzz_ignore | zzz_ignore | zzz_ignore | zzz_ignore | zzz_ignore | zzz_ignore | zzz_ignore | zzz_ignore | zzz_ignore | zzz_ignore | zzz_ignore | zzz_ignore | zzz_ignore | zzz_ignore
515 | zzz_ignore | zzz_ignore | zzz_ignore | zzz_ignore | zzz_ignore | zzz_ignore | zzz_ignore | zzz_ignore | zzz_ignore | zzz_ignore | zzz_ignore | zzz_ignore | zzz_ignore | zzz_ignore | zzz_ignore | zzz_ignore | zzz_ignore | zzz_ignore | zzz_ignore | zzz_ignore | zzz_ignore | zzz_ignore | zzz_ignore | zzz_ignore
518 | zzz_ignore | zzz_ignore | zzz_ignore | zzz_ignore | zzz_ignore | zzz_ignore | zzz_ignore | zzz_ignore | zzz_ignore | zzz_ignore | zzz_ignore | zzz_ignore | zzz_ignore | zzz_ignore | zzz_ignore | zzz_ignore | zzz_ignore | zzz_ignore | zzz_ignore | zzz_ignore | zzz_ignore | zzz_ignore | zzz_ignore | zzz_ignore
519 | zzz_ignore | zzz_ignore | zzz_ignore | zzz_ignore | zzz_ignore | zzz_ignore | zzz_ignore | zzz_ignore | zzz_ignore | zzz_ignore | zzz_ignore | zzz_ignore | zzz_ignore | zzz_ignore | zzz_ignore | zzz_ignore | zzz_ignore | zzz_ignore | zzz_ignore | zzz_ignore | zzz_ignore | zzz_ignore | zzz_ignore | zzz_ignore
520 | zzz_ignore | zzz_ignore | zzz_ignore | zzz_ignore | zzz_ignore | zzz_ignore | zzz_ignore | zzz_ignore | zzz_ignore | zzz_ignore | zzz_ignore | zzz_ignore | zzz_ignore | zzz_ignore | zzz_ignore | zzz_ignore | zzz_ignore | zzz_ignore | zzz_ignore | zzz_ignore | zzz_ignore | zzz_ignore | zzz_ignore | zzz_ignore
523 | zzz_ignore | zzz_ignore | zzz_ignore | zzz_ignore | zzz_ignore | zzz_ignore | zzz_ignore | zzz_ignore | zzz_ignore | zzz_ignore | zzz_ignore | zzz_ignore | zzz_ignore | zzz_ignore | zzz_ignore | zzz_ignore | zzz_ignore | zzz_ignore | zzz_ignore | zzz_ignore | zzz_ignore | zzz_ignore | zzz_ignore | zzz_ignore
524 | zzz_ignore | zzz_ignore | zzz_ignore | zzz_ignore | zzz_ignore | zzz_ignore | zzz_ignore | zzz_ignore | zzz_ignore | zzz_ignore | zzz_ignore | zzz_ignore | zzz_ignore | zzz_ignore | zzz_ignore | zzz_ignore | zzz_ignore | zzz_ignore | zzz_ignore | zzz_ignore | zzz_ignore | zzz_ignore | zzz_ignore | zzz_ignore
525 | zzz_ignore | zzz_ignore | zzz_ignore | zzz_ignore | zzz_ignore | zzz_ignore | zzz_ignore | zzz_ignore | zzz_ignore | zzz_ignore | zzz_ignore | zzz_ignore | zzz_ignore | zzz_ignore | zzz_ignore | zzz_ignore | zzz_ignore | zzz_ignore | zzz_ignore | zzz_ignore | zzz_ignore | zzz_ignore | zzz_ignore | zzz_ignore
526 | zzz_ignore | zzz_ignore | zzz_ignore | zzz_ignore | zzz_ignore | zzz_ignore | zzz_ignore | zzz_ignore | zzz_ignore | zzz_ignore | zzz_ignore | zzz_ignore | zzz_ignore | zzz_ignore | zzz_ignore | zzz_ignore | zzz_ignore | zzz_ignore | zzz_ignore | zzz_ignore | zzz_ignore | zzz_ignore | zzz_ignore | zzz_ignore
527 | zzz_ignore | zzz_ignore | zzz_ignore | zzz_ignore | zzz_ignore | zzz_ignore | zzz_ignore | zzz_ignore | zzz_ignore | zzz_ignore | zzz_ignore | zzz_ignore | zzz_ignore | zzz_ignore | zzz_ignore | zzz_ignore | zzz_ignore | zzz_ignore | zzz_ignore | zzz_ignore | zzz_ignore | zzz_ignore | zzz_ignore | zzz_ignore
528 | zzz_ignore | zzz_ignore | zzz_ignore | zzz_ignore | zzz_ignore | zzz_ignore | zzz_ignore | zzz_ignore | zzz_ignore | zzz_ignore | zzz_ignore | zzz_ignore | zzz_ignore | zzz_ignore | zzz_ignore | zzz_ignore | zzz_ignore | zzz_ignore | zzz_ignore | zzz_ignore | zzz_ignore | zzz_ignore | zzz_ignore | zzz_ignore
530 | zzz_ignore | zzz_ignore | zzz_ignore | zzz_ignore | zzz_ignore | zzz_ignore | zzz_ignore | zzz_ignore | zzz_ignore | zzz_ignore | zzz_ignore | zzz_ignore | zzz_ignore | zzz_ignore | zzz_ignore | zzz_ignore | zzz_ignore | zzz_ignore | zzz_ignore | zzz_ignore | zzz_ignore | zzz_ignore | zzz_ignore | zzz_ignore
531 | zzz_ignore | zzz_ignore | zzz_ignore | zzz_ignore | zzz_ignore | zzz_ignore | zzz_ignore | zzz_ignore | zzz_ignore | zzz_ignore | zzz_ignore | zzz_ignore | zzz_ignore | zzz_ignore | zzz_ignore | zzz_ignore | zzz_ignore | zzz_ignore | zzz_ignore | zzz_ignore | zzz_ignore | zzz_ignore | zzz_ignore | zzz_ignore
532 | zzz_ignore | zzz_ignore | zzz_ignore | zzz_ignore | zzz_ignore | zzz_ignore | zzz_ignore | zzz_ignore | zzz_ignore | zzz_ignore | zzz_ignore | zzz_ignore | zzz_ignore | zzz_ignore | zzz_ignore | zzz_ignore | zzz_ignore | zzz_ignore | zzz_ignore | zzz_ignore | zzz_ignore | zzz_ignore | zzz_ignore | zzz_ignore
533 | zzz_ignore | zzz_ignore | zzz_ignore | zzz_ignore | zzz_ignore | zzz_ignore | zzz_ignore | zzz_ignore | zzz_ignore | zzz_ignore | zzz_ignore | zzz_ignore | zzz_ignore | zzz_ignore | zzz_ignore | zzz_ignore | zzz_ignore | zzz_ignore | zzz_ignore | zzz_ignore | zzz_ignore | zzz_ignore | zzz_ignore | zzz_ignore
538 | zzz_ignore | zzz_ignore | zzz_ignore | zzz_ignore | zzz_ignore | zzz_ignore | zzz_ignore | zzz_ignore | zzz_ignore | zzz_ignore | zzz_ignore | zzz_ignore | zzz_ignore | zzz_ignore | zzz_ignore | zzz_ignore | zzz_ignore | zzz_ignore | zzz_ignore | zzz_ignore | zzz_ignore | zzz_ignore | zzz_ignore | zzz_ignore
539 | zzz_ignore | zzz_ignore | zzz_ignore | zzz_ignore | zzz_ignore | zzz_ignore | zzz_ignore | zzz_ignore | zzz_ignore | zzz_ignore | zzz_ignore | zzz_ignore | zzz_ignore | zzz_ignore | zzz_ignore | zzz_ignore | zzz_ignore | zzz_ignore | zzz_ignore | zzz_ignore | zzz_ignore | zzz_ignore | zzz_ignore | zzz_ignore
540 | zzz_ignore | zzz_ignore | zzz_ignore | zzz_ignore | zzz_ignore | zzz_ignore | zzz_ignore | zzz_ignore | zzz_ignore | zzz_ignore | zzz_ignore | zzz_ignore | zzz_ignore | zzz_ignore | zzz_ignore | zzz_ignore | zzz_ignore | zzz_ignore | zzz_ignore | zzz_ignore | zzz_ignore | zzz_ignore | zzz_ignore | zzz_ignore
541 | zzz_ignore | zzz_ignore | zzz_ignore | zzz_ignore | zzz_ignore | zzz_ignore | zzz_ignore | zzz_ignore | zzz_ignore | zzz_ignore | zzz_ignore | zzz_ignore | zzz_ignore | zzz_ignore | zzz_ignore | zzz_ignore | zzz_ignore | zzz_ignore | zzz_ignore | zzz_ignore | zzz_ignore | zzz_ignore | zzz_ignore | zzz_ignore
542 | zzz_ignore | zzz_ignore | zzz_ignore | zzz_ignore | zzz_ignore | zzz_ignore | zzz_ignore | zzz_ignore | zzz_ignore | zzz_ignore | zzz_ignore | zzz_ignore | zzz_ignore | zzz_ignore | zzz_ignore | zzz_ignore | zzz_ignore | zzz_ignore | zzz_ignore | zzz_ignore | zzz_ignore | zzz_ignore | zzz_ignore | zzz_ignore
543 | zzz_ignore | zzz_ignore | zzz_ignore | zzz_ignore | zzz_ignore | zzz_ignore | zzz_ignore | zzz_ignore | zzz_ignore | zzz_ignore | zzz_ignore | zzz_ignore | zzz_ignore | zzz_ignore | zzz_ignore | zzz_ignore | zzz_ignore | zzz_ignore | zzz_ignore | zzz_ignore | zzz_ignore | zzz_ignore | zzz_ignore | zzz_ignore
544 | zzz_ignore | zzz_ignore | zzz_ignore | zzz_ignore | zzz_ignore | zzz_ignore | zzz_ignore | zzz_ignore | zzz_ignore | zzz_ignore | zzz_ignore | zzz_ignore | zzz_ignore | zzz_ignore | zzz_ignore | zzz_ignore | zzz_ignore | zzz_ignore | zzz_ignore | zzz_ignore | zzz_ignore | zzz_ignore | zzz_ignore | zzz_ignore
545 | zzz_ignore | zzz_ignore | zzz_ignore | zzz_ignore | zzz_ignore | zzz_ignore | zzz_ignore | zzz_ignore | zzz_ignore | zzz_ignore | zzz_ignore | zzz_ignore | zzz_ignore | zzz_ignore | zzz_ignore | zzz_ignore | zzz_ignore | zzz_ignore | zzz_ignore | zzz_ignore | zzz_ignore | zzz_ignore | zzz_ignore | zzz_ignore
546 | zzz_ignore | zzz_ignore | zzz_ignore | zzz_ignore | zzz_ignore | zzz_ignore | zzz_ignore | zzz_ignore | zzz_ignore | zzz_ignore | zzz_ignore | zzz_ignore | zzz_ignore | zzz_ignore | zzz_ignore | zzz_ignore | zzz_ignore | zzz_ignore | zzz_ignore | zzz_ignore | zzz_ignore | zzz_ignore | zzz_ignore | zzz_ignore
547 | zzz_ignore | zzz_ignore | zzz_ignore | zzz_ignore | zzz_ignore | zzz_ignore | zzz_ignore | zzz_ignore | zzz_ignore | zzz_ignore | zzz_ignore | zzz_ignore | zzz_ignore | zzz_ignore | zzz_ignore | zzz_ignore | zzz_ignore | zzz_ignore | zzz_ignore | zzz_ignore | zzz_ignore | zzz_ignore | zzz_ignore | zzz_ignore
548 | zzz_ignore | zzz_ignore | zzz_ignore | zzz_ignore | zzz_ignore | zzz_ignore | zzz_ignore | zzz_ignore | zzz_ignore | zzz_ignore | zzz_ignore | zzz_ignore | zzz_ignore | zzz_ignore | zzz_ignore | zzz_ignore | zzz_ignore | zzz_ignore | zzz_ignore | zzz_ignore | zzz_ignore | zzz_ignore | zzz_ignore | zzz_ignore
556 | zzz_ignore | zzz_ignore | zzz_ignore | zzz_ignore | zzz_ignore | zzz_ignore | zzz_ignore | zzz_ignore | zzz_ignore | zzz_ignore | zzz_ignore | zzz_ignore | zzz_ignore | zzz_ignore | zzz_ignore | zzz_ignore | zzz_ignore | zzz_ignore | zzz_ignore | zzz_ignore | zzz_ignore | zzz_ignore | zzz_ignore | zzz_ignore
557 | zzz_ignore | zzz_ignore | zzz_ignore | zzz_ignore | zzz_ignore | zzz_ignore | zzz_ignore | zzz_ignore | zzz_ignore | zzz_ignore | zzz_ignore | zzz_ignore | zzz_ignore | zzz_ignore | zzz_ignore | zzz_ignore | zzz_ignore | zzz_ignore | zzz_ignore | zzz_ignore | zzz_ignore | zzz_ignore | zzz_ignore | zzz_ignore
558 | zzz_ignore | zzz_ignore | zzz_ignore | zzz_ignore | zzz_ignore | zzz_ignore | zzz_ignore | zzz_ignore | zzz_ignore | zzz_ignore | zzz_ignore | zzz_ignore | zzz_ignore | zzz_ignore | zzz_ignore | zzz_ignore | zzz_ignore | zzz_ignore | zzz_ignore | zzz_ignore | zzz_ignore | zzz_ignore | zzz_ignore | zzz_ignore
559 | zzz_ignore | zzz_ignore | zzz_ignore | zzz_ignore | zzz_ignore | zzz_ignore | zzz_ignore | zzz_ignore | zzz_ignore | zzz_ignore | zzz_ignore | zzz_ignore | zzz_ignore | zzz_ignore | zzz_ignore | zzz_ignore | zzz_ignore | zzz_ignore | zzz_ignore | zzz_ignore | zzz_ignore | zzz_ignore | zzz_ignore | zzz_ignore
560 | zzz_ignore | zzz_ignore | zzz_ignore | zzz_ignore | zzz_ignore | zzz_ignore | zzz_ignore | zzz_ignore | zzz_ignore | zzz_ignore | zzz_ignore | zzz_ignore | zzz_ignore | zzz_ignore | zzz_ignore | zzz_ignore | zzz_ignore | zzz_ignore | zzz_ignore | zzz_ignore | zzz_ignore | zzz_ignore | zzz_ignore | zzz_ignore
561 | zzz_ignore | zzz_ignore | zzz_ignore | zzz_ignore | zzz_ignore | zzz_ignore | zzz_ignore | zzz_ignore | zzz_ignore | zzz_ignore | zzz_ignore | zzz_ignore | zzz_ignore | zzz_ignore | zzz_ignore | zzz_ignore | zzz_ignore | zzz_ignore | zzz_ignore | zzz_ignore | zzz_ignore | zzz_ignore | zzz_ignore | zzz_ignore
562 | zzz_ignore | zzz_ignore | zzz_ignore | zzz_ignore | zzz_ignore | zzz_ignore | zzz_ignore | zzz_ignore | zzz_ignore | zzz_ignore | zzz_ignore | zzz_ignore | zzz_ignore | zzz_ignore | zzz_ignore | zzz_ignore | zzz_ignore | zzz_ignore | zzz_ignore | zzz_ignore | zzz_ignore | zzz_ignore | zzz_ignore | zzz_ignore
563 | zzz_ignore | zzz_ignore | zzz_ignore | zzz_ignore | zzz_ignore | zzz_ignore | zzz_ignore | zzz_ignore | zzz_ignore | zzz_ignore | zzz_ignore | zzz_ignore | zzz_ignore | zzz_ignore | zzz_ignore | zzz_ignore | zzz_ignore | zzz_ignore | zzz_ignore | zzz_ignore | zzz_ignore | zzz_ignore | zzz_ignore | zzz_ignore
564 | zzz_ignore | zzz_ignore | zzz_ignore | zzz_ignore | zzz_ignore | zzz_ignore | zzz_ignore | zzz_ignore | zzz_ignore | zzz_ignore | zzz_ignore | zzz_ignore | zzz_ignore | zzz_ignore | zzz_ignore | zzz_ignore | zzz_ignore | zzz_ignore | zzz_ignore | zzz_ignore | zzz_ignore | zzz_ignore | zzz_ignore | zzz_ignore
565 | zzz_ignore | zzz_ignore | zzz_ignore | zzz_ignore | zzz_ignore | zzz_ignore | zzz_ignore | zzz_ignore | zzz_ignore | zzz_ignore | zzz_ignore | zzz_ignore | zzz_ignore | zzz_ignore | zzz_ignore | zzz_ignore | zzz_ignore | zzz_ignore | zzz_ignore | zzz_ignore | zzz_ignore | zzz_ignore | zzz_ignore | zzz_ignore
566 | zzz_ignore | zzz_ignore | zzz_ignore | zzz_ignore | zzz_ignore | zzz_ignore | zzz_ignore | zzz_ignore | zzz_ignore | zzz_ignore | zzz_ignore | zzz_ignore | zzz_ignore | zzz_ignore | zzz_ignore | zzz_ignore | zzz_ignore | zzz_ignore | zzz_ignore | zzz_ignore | zzz_ignore | zzz_ignore | zzz_ignore | zzz_ignore
567 | zzz_ignore | zzz_ignore | zzz_ignore | zzz_ignore | zzz_ignore | zzz_ignore | zzz_ignore | zzz_ignore | zzz_ignore | zzz_ignore | zzz_ignore | zzz_ignore | zzz_ignore | zzz_ignore | zzz_ignore | zzz_ignore | zzz_ignore | zzz_ignore | zzz_ignore | zzz_ignore | zzz_ignore | zzz_ignore | zzz_ignore | zzz_ignore
568 | zzz_ignore | zzz_ignore | zzz_ignore | zzz_ignore | zzz_ignore | zzz_ignore | zzz_ignore | zzz_ignore | zzz_ignore | zzz_ignore | zzz_ignore | zzz_ignore | zzz_ignore | zzz_ignore | zzz_ignore | zzz_ignore | zzz_ignore | zzz_ignore | zzz_ignore | zzz_ignore | zzz_ignore | zzz_ignore | zzz_ignore | zzz_ignore
569 | zzz_ignore | zzz_ignore | zzz_ignore | zzz_ignore | zzz_ignore | zzz_ignore | zzz_ignore | zzz_ignore | zzz_ignore | zzz_ignore | zzz_ignore | zzz_ignore | zzz_ignore | zzz_ignore | zzz_ignore | zzz_ignore | zzz_ignore | zzz_ignore | zzz_ignore | zzz_ignore | zzz_ignore | zzz_ignore | zzz_ignore | zzz_ignore
570 | zzz_ignore | zzz_ignore | zzz_ignore | zzz_ignore | zzz_ignore | zzz_ignore | zzz_ignore | zzz_ignore | zzz_ignore | zzz_ignore | zzz_ignore | zzz_ignore | zzz_ignore | zzz_ignore | zzz_ignore | zzz_ignore | zzz_ignore | zzz_ignore | zzz_ignore | zzz_ignore | zzz_ignore | zzz_ignore | zzz_ignore | zzz_ignore
571 | zzz_ignore | zzz_ignore | zzz_ignore | zzz_ignore | zzz_ignore | zzz_ignore | zzz_ignore | zzz_ignore | zzz_ignore | zzz_ignore | zzz_ignore | zzz_ignore | zzz_ignore | zzz_ignore | zzz_ignore | zzz_ignore | zzz_ignore | zzz_ignore | zzz_ignore | zzz_ignore | zzz_ignore | zzz_ignore | zzz_ignore | zzz_ignore
572 | zzz_ignore | zzz_ignore | zzz_ignore | zzz_ignore | zzz_ignore | zzz_ignore | zzz_ignore | zzz_ignore | zzz_ignore | zzz_ignore | zzz_ignore | zzz_ignore | zzz_ignore | zzz_ignore | zzz_ignore | zzz_ignore | zzz_ignore | zzz_ignore | zzz_ignore | zzz_ignore | zzz_ignore | zzz_ignore | zzz_ignore | zzz_ignore
573 | zzz_ignore | zzz_ignore | zzz_ignore | zzz_ignore | zzz_ignore | zzz_ignore | zzz_ignore | zzz_ignore | zzz_ignore | zzz_ignore | zzz_ignore | zzz_ignore | zzz_ignore | zzz_ignore | zzz_ignore | zzz_ignore | zzz_ignore | zzz_ignore | zzz_ignore | zzz_ignore | zzz_ignore | zzz_ignore | zzz_ignore | zzz_ignore
574 | zzz_ignore | zzz_ignore | zzz_ignore | zzz_ignore | zzz_ignore | zzz_ignore | zzz_ignore | zzz_ignore | zzz_ignore | zzz_ignore | zzz_ignore | zzz_ignore | zzz_ignore | zzz_ignore | zzz_ignore | zzz_ignore | zzz_ignore | zzz_ignore | zzz_ignore | zzz_ignore | zzz_ignore | zzz_ignore | zzz_ignore | zzz_ignore
575 | zzz_ignore | zzz_ignore | zzz_ignore | zzz_ignore | zzz_ignore | zzz_ignore | zzz_ignore | zzz_ignore | zzz_ignore | zzz_ignore | zzz_ignore | zzz_ignore | zzz_ignore | zzz_ignore | zzz_ignore | zzz_ignore | zzz_ignore | zzz_ignore | zzz_ignore | zzz_ignore | zzz_ignore | zzz_ignore | zzz_ignore | zzz_ignore
576 | zzz_ignore | zzz_ignore | zzz_ignore | zzz_ignore | zzz_ignore | zzz_ignore | zzz_ignore | zzz_ignore | zzz_ignore | zzz_ignore | zzz_ignore | zzz_ignore | zzz_ignore | zzz_ignore | zzz_ignore | zzz_ignore | zzz_ignore | zzz_ignore | zzz_ignore | zzz_ignore | zzz_ignore | zzz_ignore | zzz_ignore | zzz_ignore
577 | zzz_ignore | zzz_ignore | zzz_ignore | zzz_ignore | zzz_ignore | zzz_ignore | zzz_ignore | zzz_ignore | zzz_ignore | zzz_ignore | zzz_ignore | zzz_ignore | zzz_ignore | zzz_ignore | zzz_ignore | zzz_ignore | zzz_ignore | zzz_ignore | zzz_ignore | zzz_ignore | zzz_ignore | zzz_ignore | zzz_ignore | zzz_ignore
578 | zzz_ignore | zzz_ignore | zzz_ignore | zzz_ignore | zzz_ignore | zzz_ignore | zzz_ignore | zzz_ignore | zzz_ignore | zzz_ignore | zzz_ignore | zzz_ignore | zzz_ignore | zzz_ignore | zzz_ignore | zzz_ignore | zzz_ignore | zzz_ignore | zzz_ignore | zzz_ignore | zzz_ignore | zzz_ignore | zzz_ignore | zzz_ignore
579 | zzz_ignore | zzz_ignore | zzz_ignore | zzz_ignore | zzz_ignore | zzz_ignore | zzz_ignore | zzz_ignore | zzz_ignore | zzz_ignore | zzz_ignore | zzz_ignore | zzz_ignore | zzz_ignore | zzz_ignore | zzz_ignore | zzz_ignore | zzz_ignore | zzz_ignore | zzz_ignore | zzz_ignore | zzz_ignore | zzz_ignore | zzz_ignore
580 | zzz_ignore | zzz_ignore | zzz_ignore | zzz_ignore | zzz_ignore | zzz_ignore | zzz_ignore | zzz_ignore | zzz_ignore | zzz_ignore | zzz_ignore | zzz_ignore | zzz_ignore | zzz_ignore | zzz_ignore | zzz_ignore | zzz_ignore | zzz_ignore | zzz_ignore | zzz_ignore | zzz_ignore | zzz_ignore | zzz_ignore | zzz_ignore
581 | zzz_ignore | zzz_ignore | zzz_ignore | zzz_ignore | zzz_ignore | zzz_ignore | zzz_ignore | zzz_ignore | zzz_ignore | zzz_ignore | zzz_ignore | zzz_ignore | zzz_ignore | zzz_ignore | zzz_ignore | zzz_ignore | zzz_ignore | zzz_ignore | zzz_ignore | zzz_ignore | zzz_ignore | zzz_ignore | zzz_ignore | zzz_ignore
582 | zzz_ignore | zzz_ignore | zzz_ignore | zzz_ignore | zzz_ignore | zzz_ignore | zzz_ignore | zzz_ignore | zzz_ignore | zzz_ignore | zzz_ignore | zzz_ignore | zzz_ignore | zzz_ignore | zzz_ignore | zzz_ignore | zzz_ignore | zzz_ignore | zzz_ignore | zzz_ignore | zzz_ignore | zzz_ignore | zzz_ignore | zzz_ignore
583 | zzz_ignore | zzz_ignore | zzz_ignore | zzz_ignore | zzz_ignore | zzz_ignore | zzz_ignore | zzz_ignore | zzz_ignore | zzz_ignore | zzz_ignore | zzz_ignore | zzz_ignore | zzz_ignore | zzz_ignore | zzz_ignore | zzz_ignore | zzz_ignore | zzz_ignore | zzz_ignore | zzz_ignore | zzz_ignore | zzz_ignore | zzz_ignore
584 | zzz_ignore | zzz_ignore | zzz_ignore | zzz_ignore | zzz_ignore | zzz_ignore | zzz_ignore | zzz_ignore | zzz_ignore | zzz_ignore | zzz_ignore | zzz_ignore | zzz_ignore | zzz_ignore | zzz_ignore | zzz_ignore | zzz_ignore | zzz_ignore | zzz_ignore | zzz_ignore | zzz_ignore | zzz_ignore | zzz_ignore | zzz_ignore
585 | zzz_ignore | zzz_ignore | zzz_ignore | zzz_ignore | zzz_ignore | zzz_ignore | zzz_ignore | zzz_ignore | zzz_ignore | zzz_ignore | zzz_ignore | zzz_ignore | zzz_ignore | zzz_ignore | zzz_ignore | zzz_ignore | zzz_ignore | zzz_ignore | zzz_ignore | zzz_ignore | zzz_ignore | zzz_ignore | zzz_ignore | zzz_ignore
586 | zzz_ignore | zzz_ignore | zzz_ignore | zzz_ignore | zzz_ignore | zzz_ignore | zzz_ignore | zzz_ignore | zzz_ignore | zzz_ignore | zzz_ignore | zzz_ignore | zzz_ignore | zzz_ignore | zzz_ignore | zzz_ignore | zzz_ignore | zzz_ignore | zzz_ignore | zzz_ignore | zzz_ignore | zzz_ignore | zzz_ignore | zzz_ignore
587 | zzz_ignore | zzz_ignore | zzz_ignore | zzz_ignore | zzz_ignore | zzz_ignore | zzz_ignore | zzz_ignore | zzz_ignore | zzz_ignore | zzz_ignore | zzz_ignore | zzz_ignore | zzz_ignore | zzz_ignore | zzz_ignore | zzz_ignore | zzz_ignore | zzz_ignore | zzz_ignore | zzz_ignore | zzz_ignore | zzz_ignore | zzz_ignore
588 | zzz_ignore | zzz_ignore | zzz_ignore | zzz_ignore | zzz_ignore | zzz_ignore | zzz_ignore | zzz_ignore | zzz_ignore | zzz_ignore | zzz_ignore | zzz_ignore | zzz_ignore | zzz_ignore | zzz_ignore | zzz_ignore | zzz_ignore | zzz_ignore | zzz_ignore | zzz_ignore | zzz_ignore | zzz_ignore | zzz_ignore | zzz_ignore
589 | zzz_ignore | zzz_ignore | zzz_ignore | zzz_ignore | zzz_ignore | zzz_ignore | zzz_ignore | zzz_ignore | zzz_ignore | zzz_ignore | zzz_ignore | zzz_ignore | zzz_ignore | zzz_ignore | zzz_ignore | zzz_ignore | zzz_ignore | zzz_ignore | zzz_ignore | zzz_ignore | zzz_ignore | zzz_ignore | zzz_ignore | zzz_ignore
590 | zzz_ignore | zzz_ignore | zzz_ignore | zzz_ignore | zzz_ignore | zzz_ignore | zzz_ignore | zzz_ignore | zzz_ignore | zzz_ignore | zzz_ignore | zzz_ignore | zzz_ignore | zzz_ignore | zzz_ignore | zzz_ignore | zzz_ignore | zzz_ignore | zzz_ignore | zzz_ignore | zzz_ignore | zzz_ignore | zzz_ignore | zzz_ignore
591 | zzz_ignore | zzz_ignore | zzz_ignore | zzz_ignore | zzz_ignore | zzz_ignore | zzz_ignore | zzz_ignore | zzz_ignore | zzz_ignore | zzz_ignore | zzz_ignore | zzz_ignore | zzz_ignore | zzz_ignore | zzz_ignore | zzz_ignore | zzz_ignore | zzz_ignore | zzz_ignore | zzz_ignore | zzz_ignore | zzz_ignore | zzz_ignore
592 | zzz_ignore | zzz_ignore | zzz_ignore | zzz_ignore | zzz_ignore | zzz_ignore | zzz_ignore | zzz_ignore | zzz_ignore | zzz_ignore | zzz_ignore | zzz_ignore | zzz_ignore | zzz_ignore | zzz_ignore | zzz_ignore | zzz_ignore | zzz_ignore | zzz_ignore | zzz_ignore | zzz_ignore | zzz_ignore | zzz_ignore | zzz_ignore
593 | zzz_ignore | zzz_ignore | zzz_ignore | zzz_ignore | zzz_ignore | zzz_ignore | zzz_ignore | zzz_ignore | zzz_ignore | zzz_ignore | zzz_ignore | zzz_ignore | zzz_ignore | zzz_ignore | zzz_ignore | zzz_ignore | zzz_ignore | zzz_ignore | zzz_ignore | zzz_ignore | zzz_ignore | zzz_ignore | zzz_ignore | zzz_ignore
594 | zzz_ignore | zzz_ignore | zzz_ignore | zzz_ignore | zzz_ignore | zzz_ignore | zzz_ignore | zzz_ignore | zzz_ignore | zzz_ignore | zzz_ignore | zzz_ignore | zzz_ignore | zzz_ignore | zzz_ignore | zzz_ignore | zzz_ignore | zzz_ignore | zzz_ignore | zzz_ignore | zzz_ignore | zzz_ignore | zzz_ignore | zzz_ignore
595 | zzz_ignore | zzz_ignore | zzz_ignore | zzz_ignore | zzz_ignore | zzz_ignore | zzz_ignore | zzz_ignore | zzz_ignore | zzz_ignore | zzz_ignore | zzz_ignore | zzz_ignore | zzz_ignore | zzz_ignore | zzz_ignore | zzz_ignore | zzz_ignore | zzz_ignore | zzz_ignore | zzz_ignore | zzz_ignore | zzz_ignore | zzz_ignore
596 | zzz_ignore | zzz_ignore | zzz_ignore | zzz_ignore | zzz_ignore | zzz_ignore | zzz_ignore | zzz_ignore | zzz_ignore | zzz_ignore | zzz_ignore | zzz_ignore | zzz_ignore | zzz_ignore | zzz_ignore | zzz_ignore | zzz_ignore | zzz_ignore | zzz_ignore | zzz_ignore | zzz_ignore | zzz_ignore | zzz_ignore | zzz_ignore
597 | zzz_ignore | zzz_ignore | zzz_ignore | zzz_ignore | zzz_ignore | zzz_ignore | zzz_ignore | zzz_ignore | zzz_ignore | zzz_ignore | zzz_ignore | zzz_ignore | zzz_ignore | zzz_ignore | zzz_ignore | zzz_ignore | zzz_ignore | zzz_ignore | zzz_ignore | zzz_ignore | zzz_ignore | zzz_ignore | zzz_ignore | zzz_ignore
600 | zzz_ignore | zzz_ignore | zzz_ignore | zzz_ignore | zzz_ignore | zzz_ignore | zzz_ignore | zzz_ignore | zzz_ignore | zzz_ignore | zzz_ignore | zzz_ignore | zzz_ignore | zzz_ignore | zzz_ignore | zzz_ignore | zzz_ignore | zzz_ignore | zzz_ignore | zzz_ignore | zzz_ignore | zzz_ignore | zzz_ignore | zzz_ignore
601 | zzz_ignore | zzz_ignore | zzz_ignore | zzz_ignore | zzz_ignore | zzz_ignore | zzz_ignore | zzz_ignore | zzz_ignore | zzz_ignore | zzz_ignore | zzz_ignore | zzz_ignore | zzz_ignore | zzz_ignore | zzz_ignore | zzz_ignore | zzz_ignore | zzz_ignore | zzz_ignore | zzz_ignore | zzz_ignore | zzz_ignore | zzz_ignore
602 | zzz_ignore | zzz_ignore | zzz_ignore | zzz_ignore | zzz_ignore | zzz_ignore | zzz_ignore | zzz_ignore | zzz_ignore | zzz_ignore | zzz_ignore | zzz_ignore | zzz_ignore | zzz_ignore | zzz_ignore | zzz_ignore | zzz_ignore | zzz_ignore | zzz_ignore | zzz_ignore | zzz_ignore | zzz_ignore | zzz_ignore | zzz_ignore
603 | zzz_ignore | zzz_ignore | zzz_ignore | zzz_ignore | zzz_ignore | zzz_ignore | zzz_ignore | zzz_ignore | zzz_ignore | zzz_ignore | zzz_ignore | zzz_ignore | zzz_ignore | zzz_ignore | zzz_ignore | zzz_ignore | zzz_ignore | zzz_ignore | zzz_ignore | zzz_ignore | zzz_ignore | zzz_ignore | zzz_ignore | zzz_ignore
604 | zzz_ignore | zzz_ignore | zzz_ignore | zzz_ignore | zzz_ignore | zzz_ignore | zzz_ignore | zzz_ignore | zzz_ignore | zzz_ignore | zzz_ignore | zzz_ignore | zzz_ignore | zzz_ignore | zzz_ignore | zzz_ignore | zzz_ignore | zzz_ignore | zzz_ignore | zzz_ignore | zzz_ignore | zzz_ignore | zzz_ignore | zzz_ignore
605 | zzz_ignore | zzz_ignore | zzz_ignore | zzz_ignore | zzz_ignore | zzz_ignore | zzz_ignore | zzz_ignore | zzz_ignore | zzz_ignore | zzz_ignore | zzz_ignore | zzz_ignore | zzz_ignore | zzz_ignore | zzz_ignore | zzz_ignore | zzz_ignore | zzz_ignore | zzz_ignore | zzz_ignore | zzz_ignore | zzz_ignore | zzz_ignore
615 | zzz_ignore | zzz_ignore | zzz_ignore | zzz_ignore | zzz_ignore | zzz_ignore | zzz_ignore | zzz_ignore | zzz_ignore | zzz_ignore | zzz_ignore | zzz_ignore | zzz_ignore | zzz_ignore | zzz_ignore | zzz_ignore | zzz_ignore | zzz_ignore | zzz_ignore | zzz_ignore | zzz_ignore | zzz_ignore | zzz_ignore | zzz_ignore
616 | zzz_ignore | zzz_ignore | zzz_ignore | zzz_ignore | zzz_ignore | zzz_ignore | zzz_ignore | zzz_ignore | zzz_ignore | zzz_ignore | zzz_ignore | zzz_ignore | zzz_ignore | zzz_ignore | zzz_ignore | zzz_ignore | zzz_ignore | zzz_ignore | zzz_ignore | zzz_ignore | zzz_ignore | zzz_ignore | zzz_ignore | zzz_ignore
617 | zzz_ignore | zzz_ignore | zzz_ignore | zzz_ignore | zzz_ignore | zzz_ignore | zzz_ignore | zzz_ignore | zzz_ignore | zzz_ignore | zzz_ignore | zzz_ignore | zzz_ignore | zzz_ignore | zzz_ignore | zzz_ignore | zzz_ignore | zzz_ignore | zzz_ignore | zzz_ignore | zzz_ignore | zzz_ignore | zzz_ignore | zzz_ignore
618 | zzz_ignore | zzz_ignore | zzz_ignore | zzz_ignore | zzz_ignore | zzz_ignore | zzz_ignore | zzz_ignore | zzz_ignore | zzz_ignore | zzz_ignore | zzz_ignore | zzz_ignore | zzz_ignore | zzz_ignore | zzz_ignore | zzz_ignore | zzz_ignore | zzz_ignore | zzz_ignore | zzz_ignore | zzz_ignore | zzz_ignore | zzz_ignore
619 | zzz_ignore | zzz_ignore | zzz_ignore | zzz_ignore | zzz_ignore | zzz_ignore | zzz_ignore | zzz_ignore | zzz_ignore | zzz_ignore | zzz_ignore | zzz_ignore | zzz_ignore | zzz_ignore | zzz_ignore | zzz_ignore | zzz_ignore | zzz_ignore | zzz_ignore | zzz_ignore | zzz_ignore | zzz_ignore | zzz_ignore | zzz_ignore
620 | zzz_ignore | zzz_ignore | zzz_ignore | zzz_ignore | zzz_ignore | zzz_ignore | zzz_ignore | zzz_ignore | zzz_ignore | zzz_ignore | zzz_ignore | zzz_ignore | zzz_ignore | zzz_ignore | zzz_ignore | zzz_ignore | zzz_ignore | zzz_ignore | zzz_ignore | zzz_ignore | zzz_ignore | zzz_ignore | zzz_ignore | zzz_ignore
621 | zzz_ignore | zzz_ignore | zzz_ignore | zzz_ignore | zzz_ignore | zzz_ignore | zzz_ignore | zzz_ignore | zzz_ignore | zzz_ignore | zzz_ignore | zzz_ignore | zzz_ignore | zzz_ignore | zzz_ignore | zzz_ignore | zzz_ignore | zzz_ignore | zzz_ignore | zzz_ignore | zzz_ignore | zzz_ignore | zzz_ignore | zzz_ignore
623 | zzz_ignore | zzz_ignore | zzz_ignore | zzz_ignore | zzz_ignore | zzz_ignore | zzz_ignore | zzz_ignore | zzz_ignore | zzz_ignore | zzz_ignore | zzz_ignore | zzz_ignore | zzz_ignore | zzz_ignore | zzz_ignore | zzz_ignore | zzz_ignore | zzz_ignore | zzz_ignore | zzz_ignore | zzz_ignore | zzz_ignore | zzz_ignore
624 | zzz_ignore | zzz_ignore | zzz_ignore | zzz_ignore | zzz_ignore | zzz_ignore | zzz_ignore | zzz_ignore | zzz_ignore | zzz_ignore | zzz_ignore | zzz_ignore | zzz_ignore | zzz_ignore | zzz_ignore | zzz_ignore | zzz_ignore | zzz_ignore | zzz_ignore | zzz_ignore | zzz_ignore | zzz_ignore | zzz_ignore | zzz_ignore
625 | zzz_ignore | zzz_ignore | zzz_ignore | zzz_ignore | zzz_ignore | zzz_ignore | zzz_ignore | zzz_ignore | zzz_ignore | zzz_ignore | zzz_ignore | zzz_ignore | zzz_ignore | zzz_ignore | zzz_ignore | zzz_ignore | zzz_ignore | zzz_ignore | zzz_ignore | zzz_ignore | zzz_ignore | zzz_ignore | zzz_ignore | zzz_ignore
626 | zzz_ignore | zzz_ignore | zzz_ignore | zzz_ignore | zzz_ignore | zzz_ignore | zzz_ignore | zzz_ignore | zzz_ignore | zzz_ignore | zzz_ignore | zzz_ignore | zzz_ignore | zzz_ignore | zzz_ignore | zzz_ignore | zzz_ignore | zzz_ignore | zzz_ignore | zzz_ignore | zzz_ignore | zzz_ignore | zzz_ignore | zzz_ignore
627 | zzz_ignore | zzz_ignore | zzz_ignore | zzz_ignore | zzz_ignore | zzz_ignore | zzz_ignore | zzz_ignore | zzz_ignore | zzz_ignore | zzz_ignore | zzz_ignore | zzz_ignore | zzz_ignore | zzz_ignore | zzz_ignore | zzz_ignore | zzz_ignore | zzz_ignore | zzz_ignore | zzz_ignore | zzz_ignore | zzz_ignore | zzz_ignore
628 | zzz_ignore | zzz_ignore | zzz_ignore | zzz_ignore | zzz_ignore | zzz_ignore | zzz_ignore | zzz_ignore | zzz_ignore | zzz_ignore | zzz_ignore | zzz_ignore | zzz_ignore | zzz_ignore | zzz_ignore | zzz_ignore | zzz_ignore | zzz_ignore | zzz_ignore | zzz_ignore | zzz_ignore | zzz_ignore | zzz_ignore | zzz_ignore
629 | zzz_ignore | zzz_ignore | zzz_ignore | zzz_ignore | zzz_ignore | zzz_ignore | zzz_ignore | zzz_ignore | zzz_ignore | zzz_ignore | zzz_ignore | zzz_ignore | zzz_ignore | zzz_ignore | zzz_ignore | zzz_ignore | zzz_ignore | zzz_ignore | zzz_ignore | zzz_ignore | zzz_ignore | zzz_ignore | zzz_ignore | zzz_ignore
630 | zzz_ignore | zzz_ignore | zzz_ignore | zzz_ignore | zzz_ignore | zzz_ignore | zzz_ignore | zzz_ignore | zzz_ignore | zzz_ignore | zzz_ignore | zzz_ignore | zzz_ignore | zzz_ignore | zzz_ignore | zzz_ignore | zzz_ignore | zzz_ignore | zzz_ignore | zzz_ignore | zzz_ignore | zzz_ignore | zzz_ignore | zzz_ignore
631 | zzz_ignore | zzz_ignore | zzz_ignore | zzz_ignore | zzz_ignore | zzz_ignore | zzz_ignore | zzz_ignore | zzz_ignore | zzz_ignore | zzz_ignore | zzz_ignore | zzz_ignore | zzz_ignore | zzz_ignore | zzz_ignore | zzz_ignore | zzz_ignore | zzz_ignore | zzz_ignore | zzz_ignore | zzz_ignore | zzz_ignore | zzz_ignore
632 | zzz_ignore | zzz_ignore | zzz_ignore | zzz_ignore | zzz_ignore | zzz_ignore | zzz_ignore | zzz_ignore | zzz_ignore | zzz_ignore | zzz_ignore | zzz_ignore | zzz_ignore | zzz_ignore | zzz_ignore | zzz_ignore | zzz_ignore | zzz_ignore | zzz_ignore | zzz_ignore | zzz_ignore | zzz_ignore | zzz_ignore | zzz_ignore
633 | zzz_ignore | zzz_ignore | zzz_ignore | zzz_ignore | zzz_ignore | zzz_ignore | zzz_ignore | zzz_ignore | zzz_ignore | zzz_ignore | zzz_ignore | zzz_ignore | zzz_ignore | zzz_ignore | zzz_ignore | zzz_ignore | zzz_ignore | zzz_ignore | zzz_ignore | zzz_ignore | zzz_ignore | zzz_ignore | zzz_ignore | zzz_ignore
634 | zzz_ignore | zzz_ignore | zzz_ignore | zzz_ignore | zzz_ignore | zzz_ignore | zzz_ignore | zzz_ignore | zzz_ignore | zzz_ignore | zzz_ignore | zzz_ignore | zzz_ignore | zzz_ignore | zzz_ignore | zzz_ignore | zzz_ignore | zzz_ignore | zzz_ignore | zzz_ignore | zzz_ignore | zzz_ignore | zzz_ignore | zzz_ignore
635 | zzz_ignore | zzz_ignore | zzz_ignore | zzz_ignore | zzz_ignore | zzz_ignore | zzz_ignore | zzz_ignore | zzz_ignore | zzz_ignore | zzz_ignore | zzz_ignore | zzz_ignore | zzz_ignore | zzz_ignore | zzz_ignore | zzz_ignore | zzz_ignore | zzz_ignore | zzz_ignore | zzz_ignore | zzz_ignore | zzz_ignore | zzz_ignore
636 | zzz_ignore | zzz_ignore | zzz_ignore | zzz_ignore | zzz_ignore | zzz_ignore | zzz_ignore | zzz_ignore | zzz_ignore | zzz_ignore | zzz_ignore | zzz_ignore | zzz_ignore | zzz_ignore | zzz_ignore | zzz_ignore | zzz_ignore | zzz_ignore | zzz_ignore | zzz_ignore | zzz_ignore | zzz_ignore | zzz_ignore | zzz_ignore
637 | zzz_ignore | zzz_ignore | zzz_ignore | zzz_ignore | zzz_ignore | zzz_ignore | zzz_ignore | zzz_ignore | zzz_ignore | zzz_ignore | zzz_ignore | zzz_ignore | zzz_ignore | zzz_ignore | zzz_ignore | zzz_ignore | zzz_ignore | zzz_ignore | zzz_ignore | zzz_ignore | zzz_ignore | zzz_ignore | zzz_ignore | zzz_ignore
638 | zzz_ignore | zzz_ignore | zzz_ignore | zzz_ignore | zzz_ignore | zzz_ignore | zzz_ignore | zzz_ignore | zzz_ignore | zzz_ignore | zzz_ignore | zzz_ignore | zzz_ignore | zzz_ignore | zzz_ignore | zzz_ignore | zzz_ignore | zzz_ignore | zzz_ignore | zzz_ignore | zzz_ignore | zzz_ignore | zzz_ignore | zzz_ignore
639 | zzz_ignore | zzz_ignore | zzz_ignore | zzz_ignore | zzz_ignore | zzz_ignore | zzz_ignore | zzz_ignore | zzz_ignore | zzz_ignore | zzz_ignore | zzz_ignore | zzz_ignore | zzz_ignore | zzz_ignore | zzz_ignore | zzz_ignore | zzz_ignore | zzz_ignore | zzz_ignore | zzz_ignore | zzz_ignore | zzz_ignore | zzz_ignore
640 | zzz_ignore | zzz_ignore | zzz_ignore | zzz_ignore | zzz_ignore | zzz_ignore | zzz_ignore | zzz_ignore | zzz_ignore | zzz_ignore | zzz_ignore | zzz_ignore | zzz_ignore | zzz_ignore | zzz_ignore | zzz_ignore | zzz_ignore | zzz_ignore | zzz_ignore | zzz_ignore | zzz_ignore | zzz_ignore | zzz_ignore | zzz_ignore
641 | zzz_ignore | zzz_ignore | zzz_ignore | zzz_ignore | zzz_ignore | zzz_ignore | zzz_ignore | zzz_ignore | zzz_ignore | zzz_ignore | zzz_ignore | zzz_ignore | zzz_ignore | zzz_ignore | zzz_ignore | zzz_ignore | zzz_ignore | zzz_ignore | zzz_ignore | zzz_ignore | zzz_ignore | zzz_ignore | zzz_ignore | zzz_ignore
642 | zzz_ignore | zzz_ignore | zzz_ignore | zzz_ignore | zzz_ignore | zzz_ignore | zzz_ignore | zzz_ignore | zzz_ignore | zzz_ignore | zzz_ignore | zzz_ignore | zzz_ignore | zzz_ignore | zzz_ignore | zzz_ignore | zzz_ignore | zzz_ignore | zzz_ignore | zzz_ignore | zzz_ignore | zzz_ignore | zzz_ignore | zzz_ignore
643 | zzz_ignore | zzz_ignore | zzz_ignore | zzz_ignore | zzz_ignore | zzz_ignore | zzz_ignore | zzz_ignore | zzz_ignore | zzz_ignore | zzz_ignore | zzz_ignore | zzz_ignore | zzz_ignore | zzz_ignore | zzz_ignore | zzz_ignore | zzz_ignore | zzz_ignore | zzz_ignore | zzz_ignore | zzz_ignore | zzz_ignore | zzz_ignore
644 | zzz_ignore | zzz_ignore | zzz_ignore | zzz_ignore | zzz_ignore | zzz_ignore | zzz_ignore | zzz_ignore | zzz_ignore | zzz_ignore | zzz_ignore | zzz_ignore | zzz_ignore | zzz_ignore | zzz_ignore | zzz_ignore | zzz_ignore | zzz_ignore | zzz_ignore | zzz_ignore | zzz_ignore | zzz_ignore | zzz_ignore | zzz_ignore
645 | zzz_ignore | zzz_ignore | zzz_ignore | zzz_ignore | zzz_ignore | zzz_ignore | zzz_ignore | zzz_ignore | zzz_ignore | zzz_ignore | zzz_ignore | zzz_ignore | zzz_ignore | zzz_ignore | zzz_ignore | zzz_ignore | zzz_ignore | zzz_ignore | zzz_ignore | zzz_ignore | zzz_ignore | zzz_ignore | zzz_ignore | zzz_ignore
651 | zzz_ignore | zzz_ignore | zzz_ignore | zzz_ignore | zzz_ignore | zzz_ignore | zzz_ignore | zzz_ignore | zzz_ignore | zzz_ignore | zzz_ignore | zzz_ignore | zzz_ignore | zzz_ignore | zzz_ignore | zzz_ignore | zzz_ignore | zzz_ignore | zzz_ignore | zzz_ignore | zzz_ignore | zzz_ignore | zzz_ignore | zzz_ignore
652 | zzz_ignore | zzz_ignore | zzz_ignore | zzz_ignore | zzz_ignore | zzz_ignore | zzz_ignore | zzz_ignore | zzz_ignore | zzz_ignore | zzz_ignore | zzz_ignore | zzz_ignore | zzz_ignore | zzz_ignore | zzz_ignore | zzz_ignore | zzz_ignore | zzz_ignore | zzz_ignore | zzz_ignore | zzz_ignore | zzz_ignore | zzz_ignore
653 | zzz_ignore | zzz_ignore | zzz_ignore | zzz_ignore | zzz_ignore | zzz_ignore | zzz_ignore | zzz_ignore | zzz_ignore | zzz_ignore | zzz_ignore | zzz_ignore | zzz_ignore | zzz_ignore | zzz_ignore | zzz_ignore | zzz_ignore | zzz_ignore | zzz_ignore | zzz_ignore | zzz_ignore | zzz_ignore | zzz_ignore | zzz_ignore
654 | zzz_ignore | zzz_ignore | zzz_ignore | zzz_ignore | zzz_ignore | zzz_ignore | zzz_ignore | zzz_ignore | zzz_ignore | zzz_ignore | zzz_ignore | zzz_ignore | zzz_ignore | zzz_ignore | zzz_ignore | zzz_ignore | zzz_ignore | zzz_ignore | zzz_ignore | zzz_ignore | zzz_ignore | zzz_ignore | zzz_ignore | zzz_ignore
655 | zzz_ignore | zzz_ignore | zzz_ignore | zzz_ignore | zzz_ignore | zzz_ignore | zzz_ignore | zzz_ignore | zzz_ignore | zzz_ignore | zzz_ignore | zzz_ignore | zzz_ignore | zzz_ignore | zzz_ignore | zzz_ignore | zzz_ignore | zzz_ignore | zzz_ignore | zzz_ignore | zzz_ignore | zzz_ignore | zzz_ignore | zzz_ignore
656 | zzz_ignore | zzz_ignore | zzz_ignore | zzz_ignore | zzz_ignore | zzz_ignore | zzz_ignore | zzz_ignore | zzz_ignore | zzz_ignore | zzz_ignore | zzz_ignore | zzz_ignore | zzz_ignore | zzz_ignore | zzz_ignore | zzz_ignore | zzz_ignore | zzz_ignore | zzz_ignore | zzz_ignore | zzz_ignore | zzz_ignore | zzz_ignore
657 | zzz_ignore | zzz_ignore | zzz_ignore | zzz_ignore | zzz_ignore | zzz_ignore | zzz_ignore | zzz_ignore | zzz_ignore | zzz_ignore | zzz_ignore | zzz_ignore | zzz_ignore | zzz_ignore | zzz_ignore | zzz_ignore | zzz_ignore | zzz_ignore | zzz_ignore | zzz_ignore | zzz_ignore | zzz_ignore | zzz_ignore | zzz_ignore
658 | zzz_ignore | zzz_ignore | zzz_ignore | zzz_ignore | zzz_ignore | zzz_ignore | zzz_ignore | zzz_ignore | zzz_ignore | zzz_ignore | zzz_ignore | zzz_ignore | zzz_ignore | zzz_ignore | zzz_ignore | zzz_ignore | zzz_ignore | zzz_ignore | zzz_ignore | zzz_ignore | zzz_ignore | zzz_ignore | zzz_ignore | zzz_ignore
659 | zzz_ignore | zzz_ignore | zzz_ignore | zzz_ignore | zzz_ignore | zzz_ignore | zzz_ignore | zzz_ignore | zzz_ignore | zzz_ignore | zzz_ignore | zzz_ignore | zzz_ignore | zzz_ignore | zzz_ignore | zzz_ignore | zzz_ignore | zzz_ignore | zzz_ignore | zzz_ignore | zzz_ignore | zzz_ignore | zzz_ignore | zzz_ignore
660 | zzz_ignore | zzz_ignore | zzz_ignore | zzz_ignore | zzz_ignore | zzz_ignore | zzz_ignore | zzz_ignore | zzz_ignore | zzz_ignore | zzz_ignore | zzz_ignore | zzz_ignore | zzz_ignore | zzz_ignore | zzz_ignore | zzz_ignore | zzz_ignore | zzz_ignore | zzz_ignore | zzz_ignore | zzz_ignore | zzz_ignore | zzz_ignore
661 | zzz_ignore | zzz_ignore | zzz_ignore | zzz_ignore | zzz_ignore | zzz_ignore | zzz_ignore | zzz_ignore | zzz_ignore | zzz_ignore | zzz_ignore | zzz_ignore | zzz_ignore | zzz_ignore | zzz_ignore | zzz_ignore | zzz_ignore | zzz_ignore | zzz_ignore | zzz_ignore | zzz_ignore | zzz_ignore | zzz_ignore | zzz_ignore
665 | zzz_ignore | zzz_ignore | zzz_ignore | zzz_ignore | zzz_ignore | zzz_ignore | zzz_ignore | zzz_ignore | zzz_ignore | zzz_ignore | zzz_ignore | zzz_ignore | zzz_ignore | zzz_ignore | zzz_ignore | zzz_ignore | zzz_ignore | zzz_ignore | zzz_ignore | zzz_ignore | zzz_ignore | zzz_ignore | zzz_ignore | zzz_ignore
667 | zzz_ignore | zzz_ignore | zzz_ignore | zzz_ignore | zzz_ignore | zzz_ignore | zzz_ignore | zzz_ignore | zzz_ignore | zzz_ignore | zzz_ignore | zzz_ignore | zzz_ignore | zzz_ignore | zzz_ignore | zzz_ignore | zzz_ignore | zzz_ignore | zzz_ignore | zzz_ignore | zzz_ignore | zzz_ignore | zzz_ignore | zzz_ignore
668 | zzz_ignore | zzz_ignore | zzz_ignore | zzz_ignore | zzz_ignore | zzz_ignore | zzz_ignore | zzz_ignore | zzz_ignore | zzz_ignore | zzz_ignore | zzz_ignore | zzz_ignore | zzz_ignore | zzz_ignore | zzz_ignore | zzz_ignore | zzz_ignore | zzz_ignore | zzz_ignore | zzz_ignore | zzz_ignore | zzz_ignore | zzz_ignore
674 | zzz_ignore | zzz_ignore | zzz_ignore | zzz_ignore | zzz_ignore | zzz_ignore | zzz_ignore | zzz_ignore | zzz_ignore | zzz_ignore | zzz_ignore | zzz_ignore | zzz_ignore | zzz_ignore | zzz_ignore | zzz_ignore | zzz_ignore | zzz_ignore | zzz_ignore | zzz_ignore | zzz_ignore | zzz_ignore | zzz_ignore | zzz_ignore
675 | zzz_ignore | zzz_ignore | zzz_ignore | zzz_ignore | zzz_ignore | zzz_ignore | zzz_ignore | zzz_ignore | zzz_ignore | zzz_ignore | zzz_ignore | zzz_ignore | zzz_ignore | zzz_ignore | zzz_ignore | zzz_ignore | zzz_ignore | zzz_ignore | zzz_ignore | zzz_ignore | zzz_ignore | zzz_ignore | zzz_ignore | zzz_ignore
676 | zzz_ignore | zzz_ignore | zzz_ignore | zzz_ignore | zzz_ignore | zzz_ignore | zzz_ignore | zzz_ignore | zzz_ignore | zzz_ignore | zzz_ignore | zzz_ignore | zzz_ignore | zzz_ignore | zzz_ignore | zzz_ignore | zzz_ignore | zzz_ignore | zzz_ignore | zzz_ignore | zzz_ignore | zzz_ignore | zzz_ignore | zzz_ignore
677 | zzz_ignore | zzz_ignore | zzz_ignore | zzz_ignore | zzz_ignore | zzz_ignore | zzz_ignore | zzz_ignore | zzz_ignore | zzz_ignore | zzz_ignore | zzz_ignore | zzz_ignore | zzz_ignore | zzz_ignore | zzz_ignore | zzz_ignore | zzz_ignore | zzz_ignore | zzz_ignore | zzz_ignore | zzz_ignore | zzz_ignore | zzz_ignore
678 | zzz_ignore | zzz_ignore | zzz_ignore | zzz_ignore | zzz_ignore | zzz_ignore | zzz_ignore | zzz_ignore | zzz_ignore | zzz_ignore | zzz_ignore | zzz_ignore | zzz_ignore | zzz_ignore | zzz_ignore | zzz_ignore | zzz_ignore | zzz_ignore | zzz_ignore | zzz_ignore | zzz_ignore | zzz_ignore | zzz_ignore | zzz_ignore
679 | zzz_ignore | zzz_ignore | zzz_ignore | zzz_ignore | zzz_ignore | zzz_ignore | zzz_ignore | zzz_ignore | zzz_ignore | zzz_ignore | zzz_ignore | zzz_ignore | zzz_ignore | zzz_ignore | zzz_ignore | zzz_ignore | zzz_ignore | zzz_ignore | zzz_ignore | zzz_ignore | zzz_ignore | zzz_ignore | zzz_ignore | zzz_ignore
680 | zzz_ignore | zzz_ignore | zzz_ignore | zzz_ignore | zzz_ignore | zzz_ignore | zzz_ignore | zzz_ignore | zzz_ignore | zzz_ignore | zzz_ignore | zzz_ignore | zzz_ignore | zzz_ignore | zzz_ignore | zzz_ignore | zzz_ignore | zzz_ignore | zzz_ignore | zzz_ignore | zzz_ignore | zzz_ignore | zzz_ignore | zzz_ignore
681 | zzz_ignore | zzz_ignore | zzz_ignore | zzz_ignore | zzz_ignore | zzz_ignore | zzz_ignore | zzz_ignore | zzz_ignore | zzz_ignore | zzz_ignore | zzz_ignore | zzz_ignore | zzz_ignore | zzz_ignore | zzz_ignore | zzz_ignore | zzz_ignore | zzz_ignore | zzz_ignore | zzz_ignore | zzz_ignore | zzz_ignore | zzz_ignore
682 | zzz_ignore | zzz_ignore | zzz_ignore | zzz_ignore | zzz_ignore | zzz_ignore | zzz_ignore | zzz_ignore | zzz_ignore | zzz_ignore | zzz_ignore | zzz_ignore | zzz_ignore | zzz_ignore | zzz_ignore | zzz_ignore | zzz_ignore | zzz_ignore | zzz_ignore | zzz_ignore | zzz_ignore | zzz_ignore | zzz_ignore | zzz_ignore
683 | zzz_ignore | zzz_ignore | zzz_ignore | zzz_ignore | zzz_ignore | zzz_ignore | zzz_ignore | zzz_ignore | zzz_ignore | zzz_ignore | zzz_ignore | zzz_ignore | zzz_ignore | zzz_ignore | zzz_ignore | zzz_ignore | zzz_ignore | zzz_ignore | zzz_ignore | zzz_ignore | zzz_ignore | zzz_ignore | zzz_ignore | zzz_ignore
684 | zzz_ignore | zzz_ignore | zzz_ignore | zzz_ignore | zzz_ignore | zzz_ignore | zzz_ignore | zzz_ignore | zzz_ignore | zzz_ignore | zzz_ignore | zzz_ignore | zzz_ignore | zzz_ignore | zzz_ignore | zzz_ignore | zzz_ignore | zzz_ignore | zzz_ignore | zzz_ignore | zzz_ignore | zzz_ignore | zzz_ignore | zzz_ignore
685 | zzz_ignore | zzz_ignore | zzz_ignore | zzz_ignore | zzz_ignore | zzz_ignore | zzz_ignore | zzz_ignore | zzz_ignore | zzz_ignore | zzz_ignore | zzz_ignore | zzz_ignore | zzz_ignore | zzz_ignore | zzz_ignore | zzz_ignore | zzz_ignore | zzz_ignore | zzz_ignore | zzz_ignore | zzz_ignore | zzz_ignore | zzz_ignore
686 | zzz_ignore | zzz_ignore | zzz_ignore | zzz_ignore | zzz_ignore | zzz_ignore | zzz_ignore | zzz_ignore | zzz_ignore | zzz_ignore | zzz_ignore | zzz_ignore | zzz_ignore | zzz_ignore | zzz_ignore | zzz_ignore | zzz_ignore | zzz_ignore | zzz_ignore | zzz_ignore | zzz_ignore | zzz_ignore | zzz_ignore | zzz_ignore
687 | zzz_ignore | zzz_ignore | zzz_ignore | zzz_ignore | zzz_ignore | zzz_ignore | zzz_ignore | zzz_ignore | zzz_ignore | zzz_ignore | zzz_ignore | zzz_ignore | zzz_ignore | zzz_ignore | zzz_ignore | zzz_ignore | zzz_ignore | zzz_ignore | zzz_ignore | zzz_ignore | zzz_ignore | zzz_ignore | zzz_ignore | zzz_ignore
688 | zzz_ignore | zzz_ignore | zzz_ignore | zzz_ignore | zzz_ignore | zzz_ignore | zzz_ignore | zzz_ignore | zzz_ignore | zzz_ignore | zzz_ignore | zzz_ignore | zzz_ignore | zzz_ignore | zzz_ignore | zzz_ignore | zzz_ignore | zzz_ignore | zzz_ignore | zzz_ignore | zzz_ignore | zzz_ignore | zzz_ignore | zzz_ignore
689 | zzz_ignore | zzz_ignore | zzz_ignore | zzz_ignore | zzz_ignore | zzz_ignore | zzz_ignore | zzz_ignore | zzz_ignore | zzz_ignore | zzz_ignore | zzz_ignore | zzz_ignore | zzz_ignore | zzz_ignore | zzz_ignore | zzz_ignore | zzz_ignore | zzz_ignore | zzz_ignore | zzz_ignore | zzz_ignore | zzz_ignore | zzz_ignore
690 | zzz_ignore | zzz_ignore | zzz_ignore | zzz_ignore | zzz_ignore | zzz_ignore | zzz_ignore | zzz_ignore | zzz_ignore | zzz_ignore | zzz_ignore | zzz_ignore | zzz_ignore | zzz_ignore | zzz_ignore | zzz_ignore | zzz_ignore | zzz_ignore | zzz_ignore | zzz_ignore | zzz_ignore | zzz_ignore | zzz_ignore | zzz_ignore
691 | zzz_ignore | zzz_ignore | zzz_ignore | zzz_ignore | zzz_ignore | zzz_ignore | zzz_ignore | zzz_ignore | zzz_ignore | zzz_ignore | zzz_ignore | zzz_ignore | zzz_ignore | zzz_ignore | zzz_ignore | zzz_ignore | zzz_ignore | zzz_ignore | zzz_ignore | zzz_ignore | zzz_ignore | zzz_ignore | zzz_ignore | zzz_ignore
692 | zzz_ignore | zzz_ignore | zzz_ignore | zzz_ignore | zzz_ignore | zzz_ignore | zzz_ignore | zzz_ignore | zzz_ignore | zzz_ignore | zzz_ignore | zzz_ignore | zzz_ignore | zzz_ignore | zzz_ignore | zzz_ignore | zzz_ignore | zzz_ignore | zzz_ignore | zzz_ignore | zzz_ignore | zzz_ignore | zzz_ignore | zzz_ignore
693 | zzz_ignore | zzz_ignore | zzz_ignore | zzz_ignore | zzz_ignore | zzz_ignore | zzz_ignore | zzz_ignore | zzz_ignore | zzz_ignore | zzz_ignore | zzz_ignore | zzz_ignore | zzz_ignore | zzz_ignore | zzz_ignore | zzz_ignore | zzz_ignore | zzz_ignore | zzz_ignore | zzz_ignore | zzz_ignore | zzz_ignore | zzz_ignore
694 | zzz_ignore | zzz_ignore | zzz_ignore | zzz_ignore | zzz_ignore | zzz_ignore | zzz_ignore | zzz_ignore | zzz_ignore | zzz_ignore | zzz_ignore | zzz_ignore | zzz_ignore | zzz_ignore | zzz_ignore | zzz_ignore | zzz_ignore | zzz_ignore | zzz_ignore | zzz_ignore | zzz_ignore | zzz_ignore | zzz_ignore | zzz_ignore
695 | zzz_ignore | zzz_ignore | zzz_ignore | zzz_ignore | zzz_ignore | zzz_ignore | zzz_ignore | zzz_ignore | zzz_ignore | zzz_ignore | zzz_ignore | zzz_ignore | zzz_ignore | zzz_ignore | zzz_ignore | zzz_ignore | zzz_ignore | zzz_ignore | zzz_ignore | zzz_ignore | zzz_ignore | zzz_ignore | zzz_ignore | zzz_ignore
696 | zzz_ignore | zzz_ignore | zzz_ignore | zzz_ignore | zzz_ignore | zzz_ignore | zzz_ignore | zzz_ignore | zzz_ignore | zzz_ignore | zzz_ignore | zzz_ignore | zzz_ignore | zzz_ignore | zzz_ignore | zzz_ignore | zzz_ignore | zzz_ignore | zzz_ignore | zzz_ignore | zzz_ignore | zzz_ignore | zzz_ignore | zzz_ignore
697 | zzz_ignore | zzz_ignore | zzz_ignore | zzz_ignore | zzz_ignore | zzz_ignore | zzz_ignore | zzz_ignore | zzz_ignore | zzz_ignore | zzz_ignore | zzz_ignore | zzz_ignore | zzz_ignore | zzz_ignore | zzz_ignore | zzz_ignore | zzz_ignore | zzz_ignore | zzz_ignore | zzz_ignore | zzz_ignore | zzz_ignore | zzz_ignore
700 | zzz_ignore | zzz_ignore | zzz_ignore | zzz_ignore | zzz_ignore | zzz_ignore | zzz_ignore | zzz_ignore | zzz_ignore | zzz_ignore | zzz_ignore | zzz_ignore | zzz_ignore | zzz_ignore | zzz_ignore | zzz_ignore | zzz_ignore | zzz_ignore | zzz_ignore | zzz_ignore | zzz_ignore | zzz_ignore | zzz_ignore | zzz_ignore
701 | zzz_ignore | zzz_ignore | zzz_ignore | zzz_ignore | zzz_ignore | zzz_ignore | zzz_ignore | zzz_ignore | zzz_ignore | zzz_ignore | zzz_ignore | zzz_ignore | zzz_ignore | zzz_ignore | zzz_ignore | zzz_ignore | zzz_ignore | zzz_ignore | zzz_ignore | zzz_ignore | zzz_ignore | zzz_ignore | zzz_ignore | zzz_ignore
702 | zzz_ignore | zzz_ignore | zzz_ignore | zzz_ignore | zzz_ignore | zzz_ignore | zzz_ignore | zzz_ignore | zzz_ignore | zzz_ignore | zzz_ignore | zzz_ignore | zzz_ignore | zzz_ignore | zzz_ignore | zzz_ignore | zzz_ignore | zzz_ignore | zzz_ignore | zzz_ignore | zzz_ignore | zzz_ignore | zzz_ignore | zzz_ignore
706 | zzz_ignore | zzz_ignore | zzz_ignore | zzz_ignore | zzz_ignore | zzz_ignore | zzz_ignore | zzz_ignore | zzz_ignore | zzz_ignore | zzz_ignore | zzz_ignore | zzz_ignore | zzz_ignore | zzz_ignore | zzz_ignore | zzz_ignore | zzz_ignore | zzz_ignore | zzz_ignore | zzz_ignore | zzz_ignore | zzz_ignore | zzz_ignore
707 | zzz_ignore | zzz_ignore | zzz_ignore | zzz_ignore | zzz_ignore | zzz_ignore | zzz_ignore | zzz_ignore | zzz_ignore | zzz_ignore | zzz_ignore | zzz_ignore | zzz_ignore | zzz_ignore | zzz_ignore | zzz_ignore | zzz_ignore | zzz_ignore | zzz_ignore | zzz_ignore | zzz_ignore | zzz_ignore | zzz_ignore | zzz_ignore
708 | zzz_ignore | zzz_ignore | zzz_ignore | zzz_ignore | zzz_ignore | zzz_ignore | zzz_ignore | zzz_ignore | zzz_ignore | zzz_ignore | zzz_ignore | zzz_ignore | zzz_ignore | zzz_ignore | zzz_ignore | zzz_ignore | zzz_ignore | zzz_ignore | zzz_ignore | zzz_ignore | zzz_ignore | zzz_ignore | zzz_ignore | zzz_ignore
709 | zzz_ignore | zzz_ignore | zzz_ignore | zzz_ignore | zzz_ignore | zzz_ignore | zzz_ignore | zzz_ignore | zzz_ignore | zzz_ignore | zzz_ignore | zzz_ignore | zzz_ignore | zzz_ignore | zzz_ignore | zzz_ignore | zzz_ignore | zzz_ignore | zzz_ignore | zzz_ignore | zzz_ignore | zzz_ignore | zzz_ignore | zzz_ignore
710 | zzz_ignore | zzz_ignore | zzz_ignore | zzz_ignore | zzz_ignore | zzz_ignore | zzz_ignore | zzz_ignore | zzz_ignore | zzz_ignore | zzz_ignore | zzz_ignore | zzz_ignore | zzz_ignore | zzz_ignore | zzz_ignore | zzz_ignore | zzz_ignore | zzz_ignore | zzz_ignore | zzz_ignore | zzz_ignore | zzz_ignore | zzz_ignore
711 | zzz_ignore | zzz_ignore | zzz_ignore | zzz_ignore | zzz_ignore | zzz_ignore | zzz_ignore | zzz_ignore | zzz_ignore | zzz_ignore | zzz_ignore | zzz_ignore | zzz_ignore | zzz_ignore | zzz_ignore | zzz_ignore | zzz_ignore | zzz_ignore | zzz_ignore | zzz_ignore | zzz_ignore | zzz_ignore | zzz_ignore | zzz_ignore
714 | zzz_ignore | zzz_ignore | zzz_ignore | zzz_ignore | zzz_ignore | zzz_ignore | zzz_ignore | zzz_ignore | zzz_ignore | zzz_ignore | zzz_ignore | zzz_ignore | zzz_ignore | zzz_ignore | zzz_ignore | zzz_ignore | zzz_ignore | zzz_ignore | zzz_ignore | zzz_ignore | zzz_ignore | zzz_ignore | zzz_ignore | zzz_ignore
717 | zzz_ignore | zzz_ignore | zzz_ignore | zzz_ignore | zzz_ignore | zzz_ignore | zzz_ignore | zzz_ignore | zzz_ignore | zzz_ignore | zzz_ignore | zzz_ignore | zzz_ignore | zzz_ignore | zzz_ignore | zzz_ignore | zzz_ignore | zzz_ignore | zzz_ignore | zzz_ignore | zzz_ignore | zzz_ignore | zzz_ignore | zzz_ignore
718 | zzz_ignore | zzz_ignore | zzz_ignore | zzz_ignore | zzz_ignore | zzz_ignore | zzz_ignore | zzz_ignore | zzz_ignore | zzz_ignore | zzz_ignore | zzz_ignore | zzz_ignore | zzz_ignore | zzz_ignore | zzz_ignore | zzz_ignore | zzz_ignore | zzz_ignore | zzz_ignore | zzz_ignore | zzz_ignore | zzz_ignore | zzz_ignore
719 | zzz_ignore | zzz_ignore | zzz_ignore | zzz_ignore | zzz_ignore | zzz_ignore | zzz_ignore | zzz_ignore | zzz_ignore | zzz_ignore | zzz_ignore | zzz_ignore | zzz_ignore | zzz_ignore | zzz_ignore | zzz_ignore | zzz_ignore | zzz_ignore | zzz_ignore | zzz_ignore | zzz_ignore | zzz_ignore | zzz_ignore | zzz_ignore
720 | zzz_ignore | zzz_ignore | zzz_ignore | zzz_ignore | zzz_ignore | zzz_ignore | zzz_ignore | zzz_ignore | zzz_ignore | zzz_ignore | zzz_ignore | zzz_ignore | zzz_ignore | zzz_ignore | zzz_ignore | zzz_ignore | zzz_ignore | zzz_ignore | zzz_ignore | zzz_ignore | zzz_ignore | zzz_ignore | zzz_ignore | zzz_ignore
721 | zzz_ignore | zzz_ignore | zzz_ignore | zzz_ignore | zzz_ignore | zzz_ignore | zzz_ignore | zzz_ignore | zzz_ignore | zzz_ignore | zzz_ignore | zzz_ignore | zzz_ignore | zzz_ignore | zzz_ignore | zzz_ignore | zzz_ignore | zzz_ignore | zzz_ignore | zzz_ignore | zzz_ignore | zzz_ignore | zzz_ignore | zzz_ignore
722 | zzz_ignore | zzz_ignore | zzz_ignore | zzz_ignore | zzz_ignore | zzz_ignore | zzz_ignore | zzz_ignore | zzz_ignore | zzz_ignore | zzz_ignore | zzz_ignore | zzz_ignore | zzz_ignore | zzz_ignore | zzz_ignore | zzz_ignore | zzz_ignore | zzz_ignore | zzz_ignore | zzz_ignore | zzz_ignore | zzz_ignore | zzz_ignore
723 | zzz_ignore | zzz_ignore | zzz_ignore | zzz_ignore | zzz_ignore | zzz_ignore | zzz_ignore | zzz_ignore | zzz_ignore | zzz_ignore | zzz_ignore | zzz_ignore | zzz_ignore | zzz_ignore | zzz_ignore | zzz_ignore | zzz_ignore | zzz_ignore | zzz_ignore | zzz_ignore | zzz_ignore | zzz_ignore | zzz_ignore | zzz_ignore
724 | zzz_ignore | zzz_ignore | zzz_ignore | zzz_ignore | zzz_ignore | zzz_ignore | zzz_ignore | zzz_ignore | zzz_ignore | zzz_ignore | zzz_ignore | zzz_ignore | zzz_ignore | zzz_ignore | zzz_ignore | zzz_ignore | zzz_ignore | zzz_ignore | zzz_ignore | zzz_ignore | zzz_ignore | zzz_ignore | zzz_ignore | zzz_ignore
725 | zzz_ignore | zzz_ignore | zzz_ignore | zzz_ignore | zzz_ignore | zzz_ignore | zzz_ignore | zzz_ignore | zzz_ignore | zzz_ignore | zzz_ignore | zzz_ignore | zzz_ignore | zzz_ignore | zzz_ignore | zzz_ignore | zzz_ignore | zzz_ignore | zzz_ignore | zzz_ignore | zzz_ignore | zzz_ignore | zzz_ignore | zzz_ignore
726 | zzz_ignore | zzz_ignore | zzz_ignore | zzz_ignore | zzz_ignore | zzz_ignore | zzz_ignore | zzz_ignore | zzz_ignore | zzz_ignore | zzz_ignore | zzz_ignore | zzz_ignore | zzz_ignore | zzz_ignore | zzz_ignore | zzz_ignore | zzz_ignore | zzz_ignore | zzz_ignore | zzz_ignore | zzz_ignore | zzz_ignore | zzz_ignore
727 | zzz_ignore | zzz_ignore | zzz_ignore | zzz_ignore | zzz_ignore | zzz_ignore | zzz_ignore | zzz_ignore | zzz_ignore | zzz_ignore | zzz_ignore | zzz_ignore | zzz_ignore | zzz_ignore | zzz_ignore | zzz_ignore | zzz_ignore | zzz_ignore | zzz_ignore | zzz_ignore | zzz_ignore | zzz_ignore | zzz_ignore | zzz_ignore
728 | zzz_ignore | zzz_ignore | zzz_ignore | zzz_ignore | zzz_ignore | zzz_ignore | zzz_ignore | zzz_ignore | zzz_ignore | zzz_ignore | zzz_ignore | zzz_ignore | zzz_ignore | zzz_ignore | zzz_ignore | zzz_ignore | zzz_ignore | zzz_ignore | zzz_ignore | zzz_ignore | zzz_ignore | zzz_ignore | zzz_ignore | zzz_ignore
729 | zzz_ignore | zzz_ignore | zzz_ignore | zzz_ignore | zzz_ignore | zzz_ignore | zzz_ignore | zzz_ignore | zzz_ignore | zzz_ignore | zzz_ignore | zzz_ignore | zzz_ignore | zzz_ignore | zzz_ignore | zzz_ignore | zzz_ignore | zzz_ignore | zzz_ignore | zzz_ignore | zzz_ignore | zzz_ignore | zzz_ignore | zzz_ignore
730 | zzz_ignore | zzz_ignore | zzz_ignore | zzz_ignore | zzz_ignore | zzz_ignore | zzz_ignore | zzz_ignore | zzz_ignore | zzz_ignore | zzz_ignore | zzz_ignore | zzz_ignore | zzz_ignore | zzz_ignore | zzz_ignore | zzz_ignore | zzz_ignore | zzz_ignore | zzz_ignore | zzz_ignore | zzz_ignore | zzz_ignore | zzz_ignore
733 | zzz_ignore | zzz_ignore | zzz_ignore | zzz_ignore | zzz_ignore | zzz_ignore | zzz_ignore | zzz_ignore | zzz_ignore | zzz_ignore | zzz_ignore | zzz_ignore | zzz_ignore | zzz_ignore | zzz_ignore | zzz_ignore | zzz_ignore | zzz_ignore | zzz_ignore | zzz_ignore | zzz_ignore | zzz_ignore | zzz_ignore | zzz_ignore
734 | zzz_ignore | zzz_ignore | zzz_ignore | zzz_ignore | zzz_ignore | zzz_ignore | zzz_ignore | zzz_ignore | zzz_ignore | zzz_ignore | zzz_ignore | zzz_ignore | zzz_ignore | zzz_ignore | zzz_ignore | zzz_ignore | zzz_ignore | zzz_ignore | zzz_ignore | zzz_ignore | zzz_ignore | zzz_ignore | zzz_ignore | zzz_ignore
735 | zzz_ignore | zzz_ignore | zzz_ignore | zzz_ignore | zzz_ignore | zzz_ignore | zzz_ignore | zzz_ignore | zzz_ignore | zzz_ignore | zzz_ignore | zzz_ignore | zzz_ignore | zzz_ignore | zzz_ignore | zzz_ignore | zzz_ignore | zzz_ignore | zzz_ignore | zzz_ignore | zzz_ignore | zzz_ignore | zzz_ignore | zzz_ignore
736 | zzz_ignore | zzz_ignore | zzz_ignore | zzz_ignore | zzz_ignore | zzz_ignore | zzz_ignore | zzz_ignore | zzz_ignore | zzz_ignore | zzz_ignore | zzz_ignore | zzz_ignore | zzz_ignore | zzz_ignore | zzz_ignore | zzz_ignore | zzz_ignore | zzz_ignore | zzz_ignore | zzz_ignore | zzz_ignore | zzz_ignore | zzz_ignore
737 | zzz_ignore | zzz_ignore | zzz_ignore | zzz_ignore | zzz_ignore | zzz_ignore | zzz_ignore | zzz_ignore | zzz_ignore | zzz_ignore | zzz_ignore | zzz_ignore | zzz_ignore | zzz_ignore | zzz_ignore | zzz_ignore | zzz_ignore | zzz_ignore | zzz_ignore | zzz_ignore | zzz_ignore | zzz_ignore | zzz_ignore | zzz_ignore
738 | zzz_ignore | zzz_ignore | zzz_ignore | zzz_ignore | zzz_ignore | zzz_ignore | zzz_ignore | zzz_ignore | zzz_ignore | zzz_ignore | zzz_ignore | zzz_ignore | zzz_ignore | zzz_ignore | zzz_ignore | zzz_ignore | zzz_ignore | zzz_ignore | zzz_ignore | zzz_ignore | zzz_ignore | zzz_ignore | zzz_ignore | zzz_ignore
739 | zzz_ignore | zzz_ignore | zzz_ignore | zzz_ignore | zzz_ignore | zzz_ignore | zzz_ignore | zzz_ignore | zzz_ignore | zzz_ignore | zzz_ignore | zzz_ignore | zzz_ignore | zzz_ignore | zzz_ignore | zzz_ignore | zzz_ignore | zzz_ignore | zzz_ignore | zzz_ignore | zzz_ignore | zzz_ignore | zzz_ignore | zzz_ignore
740 | zzz_ignore | zzz_ignore | zzz_ignore | zzz_ignore | zzz_ignore | zzz_ignore | zzz_ignore | zzz_ignore | zzz_ignore | zzz_ignore | zzz_ignore | zzz_ignore | zzz_ignore | zzz_ignore | zzz_ignore | zzz_ignore | zzz_ignore | zzz_ignore | zzz_ignore | zzz_ignore | zzz_ignore | zzz_ignore | zzz_ignore | zzz_ignore
741 | zzz_ignore | zzz_ignore | zzz_ignore | zzz_ignore | zzz_ignore | zzz_ignore | zzz_ignore | zzz_ignore | zzz_ignore | zzz_ignore | zzz_ignore | zzz_ignore | zzz_ignore | zzz_ignore | zzz_ignore | zzz_ignore | zzz_ignore | zzz_ignore | zzz_ignore | zzz_ignore | zzz_ignore | zzz_ignore | zzz_ignore | zzz_ignore
742 | zzz_ignore | zzz_ignore | zzz_ignore | zzz_ignore | zzz_ignore | zzz_ignore | zzz_ignore | zzz_ignore | zzz_ignore | zzz_ignore | zzz_ignore | zzz_ignore | zzz_ignore | zzz_ignore | zzz_ignore | zzz_ignore | zzz_ignore | zzz_ignore | zzz_ignore | zzz_ignore | zzz_ignore | zzz_ignore | zzz_ignore | zzz_ignore
743 | zzz_ignore | zzz_ignore | zzz_ignore | zzz_ignore | zzz_ignore | zzz_ignore | zzz_ignore | zzz_ignore | zzz_ignore | zzz_ignore | zzz_ignore | zzz_ignore | zzz_ignore | zzz_ignore | zzz_ignore | zzz_ignore | zzz_ignore | zzz_ignore | zzz_ignore | zzz_ignore | zzz_ignore | zzz_ignore | zzz_ignore | zzz_ignore
744 | zzz_ignore | zzz_ignore | zzz_ignore | zzz_ignore | zzz_ignore | zzz_ignore | zzz_ignore | zzz_ignore | zzz_ignore | zzz_ignore | zzz_ignore | zzz_ignore | zzz_ignore | zzz_ignore | zzz_ignore | zzz_ignore | zzz_ignore | zzz_ignore | zzz_ignore | zzz_ignore | zzz_ignore | zzz_ignore | zzz_ignore | zzz_ignore
745 | zzz_ignore | zzz_ignore | zzz_ignore | zzz_ignore | zzz_ignore | zzz_ignore | zzz_ignore | zzz_ignore | zzz_ignore | zzz_ignore | zzz_ignore | zzz_ignore | zzz_ignore | zzz_ignore | zzz_ignore | zzz_ignore | zzz_ignore | zzz_ignore | zzz_ignore | zzz_ignore | zzz_ignore | zzz_ignore | zzz_ignore | zzz_ignore
753 | zzz_ignore | zzz_ignore | zzz_ignore | zzz_ignore | zzz_ignore | zzz_ignore | zzz_ignore | zzz_ignore | zzz_ignore | zzz_ignore | zzz_ignore | zzz_ignore | zzz_ignore | zzz_ignore | zzz_ignore | zzz_ignore | zzz_ignore | zzz_ignore | zzz_ignore | zzz_ignore | zzz_ignore | zzz_ignore | zzz_ignore | zzz_ignore
755 | zzz_ignore | zzz_ignore | zzz_ignore | zzz_ignore | zzz_ignore | zzz_ignore | zzz_ignore | zzz_ignore | zzz_ignore | zzz_ignore | zzz_ignore | zzz_ignore | zzz_ignore | zzz_ignore | zzz_ignore | zzz_ignore | zzz_ignore | zzz_ignore | zzz_ignore | zzz_ignore | zzz_ignore | zzz_ignore | zzz_ignore | zzz_ignore
756 | zzz_ignore | zzz_ignore | zzz_ignore | zzz_ignore | zzz_ignore | zzz_ignore | zzz_ignore | zzz_ignore | zzz_ignore | zzz_ignore | zzz_ignore | zzz_ignore | zzz_ignore | zzz_ignore | zzz_ignore | zzz_ignore | zzz_ignore | zzz_ignore | zzz_ignore | zzz_ignore | zzz_ignore | zzz_ignore | zzz_ignore | zzz_ignore
757 | zzz_ignore | zzz_ignore | zzz_ignore | zzz_ignore | zzz_ignore | zzz_ignore | zzz_ignore | zzz_ignore | zzz_ignore | zzz_ignore | zzz_ignore | zzz_ignore | zzz_ignore | zzz_ignore | zzz_ignore | zzz_ignore | zzz_ignore | zzz_ignore | zzz_ignore | zzz_ignore | zzz_ignore | zzz_ignore | zzz_ignore | zzz_ignore
758 | zzz_ignore | zzz_ignore | zzz_ignore | zzz_ignore | zzz_ignore | zzz_ignore | zzz_ignore | zzz_ignore | zzz_ignore | zzz_ignore | zzz_ignore | zzz_ignore | zzz_ignore | zzz_ignore | zzz_ignore | zzz_ignore | zzz_ignore | zzz_ignore | zzz_ignore | zzz_ignore | zzz_ignore | zzz_ignore | zzz_ignore | zzz_ignore
759 | zzz_ignore | zzz_ignore | zzz_ignore | zzz_ignore | zzz_ignore | zzz_ignore | zzz_ignore | zzz_ignore | zzz_ignore | zzz_ignore | zzz_ignore | zzz_ignore | zzz_ignore | zzz_ignore | zzz_ignore | zzz_ignore | zzz_ignore | zzz_ignore | zzz_ignore | zzz_ignore | zzz_ignore | zzz_ignore | zzz_ignore | zzz_ignore
760 | zzz_ignore | zzz_ignore | zzz_ignore | zzz_ignore | zzz_ignore | zzz_ignore | zzz_ignore | zzz_ignore | zzz_ignore | zzz_ignore | zzz_ignore | zzz_ignore | zzz_ignore | zzz_ignore | zzz_ignore | zzz_ignore | zzz_ignore | zzz_ignore | zzz_ignore | zzz_ignore | zzz_ignore | zzz_ignore | zzz_ignore | zzz_ignore
761 | zzz_ignore | zzz_ignore | zzz_ignore | zzz_ignore | zzz_ignore | zzz_ignore | zzz_ignore | zzz_ignore | zzz_ignore | zzz_ignore | zzz_ignore | zzz_ignore | zzz_ignore | zzz_ignore | zzz_ignore | zzz_ignore | zzz_ignore | zzz_ignore | zzz_ignore | zzz_ignore | zzz_ignore | zzz_ignore | zzz_ignore | zzz_ignore
762 | zzz_ignore | zzz_ignore | zzz_ignore | zzz_ignore | zzz_ignore | zzz_ignore | zzz_ignore | zzz_ignore | zzz_ignore | zzz_ignore | zzz_ignore | zzz_ignore | zzz_ignore | zzz_ignore | zzz_ignore | zzz_ignore | zzz_ignore | zzz_ignore | zzz_ignore | zzz_ignore | zzz_ignore | zzz_ignore | zzz_ignore | zzz_ignore
763 | zzz_ignore | zzz_ignore | zzz_ignore | zzz_ignore | zzz_ignore | zzz_ignore | zzz_ignore | zzz_ignore | zzz_ignore | zzz_ignore | zzz_ignore | zzz_ignore | zzz_ignore | zzz_ignore | zzz_ignore | zzz_ignore | zzz_ignore | zzz_ignore | zzz_ignore | zzz_ignore | zzz_ignore | zzz_ignore | zzz_ignore | zzz_ignore
764 | zzz_ignore | zzz_ignore | zzz_ignore | zzz_ignore | zzz_ignore | zzz_ignore | zzz_ignore | zzz_ignore | zzz_ignore | zzz_ignore | zzz_ignore | zzz_ignore | zzz_ignore | zzz_ignore | zzz_ignore | zzz_ignore | zzz_ignore | zzz_ignore | zzz_ignore | zzz_ignore | zzz_ignore | zzz_ignore | zzz_ignore | zzz_ignore
765 | zzz_ignore | zzz_ignore | zzz_ignore | zzz_ignore | zzz_ignore | zzz_ignore | zzz_ignore | zzz_ignore | zzz_ignore | zzz_ignore | zzz_ignore | zzz_ignore | zzz_ignore | zzz_ignore | zzz_ignore | zzz_ignore | zzz_ignore | zzz_ignore | zzz_ignore | zzz_ignore | zzz_ignore | zzz_ignore | zzz_ignore | zzz_ignore
767 | zzz_ignore | zzz_ignore | zzz_ignore | zzz_ignore | zzz_ignore | zzz_ignore | zzz_ignore | zzz_ignore | zzz_ignore | zzz_ignore | zzz_ignore | zzz_ignore | zzz_ignore | zzz_ignore | zzz_ignore | zzz_ignore | zzz_ignore | zzz_ignore | zzz_ignore | zzz_ignore | zzz_ignore | zzz_ignore | zzz_ignore | zzz_ignore
768 | zzz_ignore | zzz_ignore | zzz_ignore | zzz_ignore | zzz_ignore | zzz_ignore | zzz_ignore | zzz_ignore | zzz_ignore | zzz_ignore | zzz_ignore | zzz_ignore | zzz_ignore | zzz_ignore | zzz_ignore | zzz_ignore | zzz_ignore | zzz_ignore | zzz_ignore | zzz_ignore | zzz_ignore | zzz_ignore | zzz_ignore | zzz_ignore
769 | zzz_ignore | zzz_ignore | zzz_ignore | zzz_ignore | zzz_ignore | zzz_ignore | zzz_ignore | zzz_ignore | zzz_ignore | zzz_ignore | zzz_ignore | zzz_ignore | zzz_ignore | zzz_ignore | zzz_ignore | zzz_ignore | zzz_ignore | zzz_ignore | zzz_ignore | zzz_ignore | zzz_ignore | zzz_ignore | zzz_ignore | zzz_ignore
770 | zzz_ignore | zzz_ignore | zzz_ignore | zzz_ignore | zzz_ignore | zzz_ignore | zzz_ignore | zzz_ignore | zzz_ignore | zzz_ignore | zzz_ignore | zzz_ignore | zzz_ignore | zzz_ignore | zzz_ignore | zzz_ignore | zzz_ignore | zzz_ignore | zzz_ignore | zzz_ignore | zzz_ignore | zzz_ignore | zzz_ignore | zzz_ignore
772 | zzz_ignore | zzz_ignore | zzz_ignore | zzz_ignore | zzz_ignore | zzz_ignore | zzz_ignore | zzz_ignore | zzz_ignore | zzz_ignore | zzz_ignore | zzz_ignore | zzz_ignore | zzz_ignore | zzz_ignore | zzz_ignore | zzz_ignore | zzz_ignore | zzz_ignore | zzz_ignore | zzz_ignore | zzz_ignore | zzz_ignore | zzz_ignore
773 | zzz_ignore | zzz_ignore | zzz_ignore | zzz_ignore | zzz_ignore | zzz_ignore | zzz_ignore | zzz_ignore | zzz_ignore | zzz_ignore | zzz_ignore | zzz_ignore | zzz_ignore | zzz_ignore | zzz_ignore | zzz_ignore | zzz_ignore | zzz_ignore | zzz_ignore | zzz_ignore | zzz_ignore | zzz_ignore | zzz_ignore | zzz_ignore
774 | zzz_ignore | zzz_ignore | zzz_ignore | zzz_ignore | zzz_ignore | zzz_ignore | zzz_ignore | zzz_ignore | zzz_ignore | zzz_ignore | zzz_ignore | zzz_ignore | zzz_ignore | zzz_ignore | zzz_ignore | zzz_ignore | zzz_ignore | zzz_ignore | zzz_ignore | zzz_ignore | zzz_ignore | zzz_ignore | zzz_ignore | zzz_ignore
775 | zzz_ignore | zzz_ignore | zzz_ignore | zzz_ignore | zzz_ignore | zzz_ignore | zzz_ignore | zzz_ignore | zzz_ignore | zzz_ignore | zzz_ignore | zzz_ignore | zzz_ignore | zzz_ignore | zzz_ignore | zzz_ignore | zzz_ignore | zzz_ignore | zzz_ignore | zzz_ignore | zzz_ignore | zzz_ignore | zzz_ignore | zzz_ignore
776 | zzz_ignore | zzz_ignore | zzz_ignore | zzz_ignore | zzz_ignore | zzz_ignore | zzz_ignore | zzz_ignore | zzz_ignore | zzz_ignore | zzz_ignore | zzz_ignore | zzz_ignore | zzz_ignore | zzz_ignore | zzz_ignore | zzz_ignore | zzz_ignore | zzz_ignore | zzz_ignore | zzz_ignore | zzz_ignore | zzz_ignore | zzz_ignore
777 | zzz_ignore | zzz_ignore | zzz_ignore | zzz_ignore | zzz_ignore | zzz_ignore | zzz_ignore | zzz_ignore | zzz_ignore | zzz_ignore | zzz_ignore | zzz_ignore | zzz_ignore | zzz_ignore | zzz_ignore | zzz_ignore | zzz_ignore | zzz_ignore | zzz_ignore | zzz_ignore | zzz_ignore | zzz_ignore | zzz_ignore | zzz_ignore
778 | zzz_ignore | zzz_ignore | zzz_ignore | zzz_ignore | zzz_ignore | zzz_ignore | zzz_ignore | zzz_ignore | zzz_ignore | zzz_ignore | zzz_ignore | zzz_ignore | zzz_ignore | zzz_ignore | zzz_ignore | zzz_ignore | zzz_ignore | zzz_ignore | zzz_ignore | zzz_ignore | zzz_ignore | zzz_ignore | zzz_ignore | zzz_ignore
779 | zzz_ignore | zzz_ignore | zzz_ignore | zzz_ignore | zzz_ignore | zzz_ignore | zzz_ignore | zzz_ignore | zzz_ignore | zzz_ignore | zzz_ignore | zzz_ignore | zzz_ignore | zzz_ignore | zzz_ignore | zzz_ignore | zzz_ignore | zzz_ignore | zzz_ignore | zzz_ignore | zzz_ignore | zzz_ignore | zzz_ignore | zzz_ignore
780 | zzz_ignore | zzz_ignore | zzz_ignore | zzz_ignore | zzz_ignore | zzz_ignore | zzz_ignore | zzz_ignore | zzz_ignore | zzz_ignore | zzz_ignore | zzz_ignore | zzz_ignore | zzz_ignore | zzz_ignore | zzz_ignore | zzz_ignore | zzz_ignore | zzz_ignore | zzz_ignore | zzz_ignore | zzz_ignore | zzz_ignore | zzz_ignore
781 | zzz_ignore | zzz_ignore | zzz_ignore | zzz_ignore | zzz_ignore | zzz_ignore | zzz_ignore | zzz_ignore | zzz_ignore | zzz_ignore | zzz_ignore | zzz_ignore | zzz_ignore | zzz_ignore | zzz_ignore | zzz_ignore | zzz_ignore | zzz_ignore | zzz_ignore | zzz_ignore | zzz_ignore | zzz_ignore | zzz_ignore | zzz_ignore
782 | zzz_ignore | zzz_ignore | zzz_ignore | zzz_ignore | zzz_ignore | zzz_ignore | zzz_ignore | zzz_ignore | zzz_ignore | zzz_ignore | zzz_ignore | zzz_ignore | zzz_ignore | zzz_ignore | zzz_ignore | zzz_ignore | zzz_ignore | zzz_ignore | zzz_ignore | zzz_ignore | zzz_ignore | zzz_ignore | zzz_ignore | zzz_ignore
783 | zzz_ignore | zzz_ignore | zzz_ignore | zzz_ignore | zzz_ignore | zzz_ignore | zzz_ignore | zzz_ignore | zzz_ignore | zzz_ignore | zzz_ignore | zzz_ignore | zzz_ignore | zzz_ignore | zzz_ignore | zzz_ignore | zzz_ignore | zzz_ignore | zzz_ignore | zzz_ignore | zzz_ignore | zzz_ignore | zzz_ignore | zzz_ignore
784 | zzz_ignore | zzz_ignore | zzz_ignore | zzz_ignore | zzz_ignore | zzz_ignore | zzz_ignore | zzz_ignore | zzz_ignore | zzz_ignore | zzz_ignore | zzz_ignore | zzz_ignore | zzz_ignore | zzz_ignore | zzz_ignore | zzz_ignore | zzz_ignore | zzz_ignore | zzz_ignore | zzz_ignore | zzz_ignore | zzz_ignore | zzz_ignore
785 | zzz_ignore | zzz_ignore | zzz_ignore | zzz_ignore | zzz_ignore | zzz_ignore | zzz_ignore | zzz_ignore | zzz_ignore | zzz_ignore | zzz_ignore | zzz_ignore | zzz_ignore | zzz_ignore | zzz_ignore | zzz_ignore | zzz_ignore | zzz_ignore | zzz_ignore | zzz_ignore | zzz_ignore | zzz_ignore | zzz_ignore | zzz_ignore
786 | zzz_ignore | zzz_ignore | zzz_ignore | zzz_ignore | zzz_ignore | zzz_ignore | zzz_ignore | zzz_ignore | zzz_ignore | zzz_ignore | zzz_ignore | zzz_ignore | zzz_ignore | zzz_ignore | zzz_ignore | zzz_ignore | zzz_ignore | zzz_ignore | zzz_ignore | zzz_ignore | zzz_ignore | zzz_ignore | zzz_ignore | zzz_ignore
787 | zzz_ignore | zzz_ignore | zzz_ignore | zzz_ignore | zzz_ignore | zzz_ignore | zzz_ignore | zzz_ignore | zzz_ignore | zzz_ignore | zzz_ignore | zzz_ignore | zzz_ignore | zzz_ignore | zzz_ignore | zzz_ignore | zzz_ignore | zzz_ignore | zzz_ignore | zzz_ignore | zzz_ignore | zzz_ignore | zzz_ignore | zzz_ignore
788 | zzz_ignore | zzz_ignore | zzz_ignore | zzz_ignore | zzz_ignore | zzz_ignore | zzz_ignore | zzz_ignore | zzz_ignore | zzz_ignore | zzz_ignore | zzz_ignore | zzz_ignore | zzz_ignore | zzz_ignore | zzz_ignore | zzz_ignore | zzz_ignore | zzz_ignore | zzz_ignore | zzz_ignore | zzz_ignore | zzz_ignore | zzz_ignore
790 | zzz_ignore | zzz_ignore | zzz_ignore | zzz_ignore | zzz_ignore | zzz_ignore | zzz_ignore | zzz_ignore | zzz_ignore | zzz_ignore | zzz_ignore | zzz_ignore | zzz_ignore | zzz_ignore | zzz_ignore | zzz_ignore | zzz_ignore | zzz_ignore | zzz_ignore | zzz_ignore | zzz_ignore | zzz_ignore | zzz_ignore | zzz_ignore
791 | zzz_ignore | zzz_ignore | zzz_ignore | zzz_ignore | zzz_ignore | zzz_ignore | zzz_ignore | zzz_ignore | zzz_ignore | zzz_ignore | zzz_ignore | zzz_ignore | zzz_ignore | zzz_ignore | zzz_ignore | zzz_ignore | zzz_ignore | zzz_ignore | zzz_ignore | zzz_ignore | zzz_ignore | zzz_ignore | zzz_ignore | zzz_ignore
792 | zzz_ignore | zzz_ignore | zzz_ignore | zzz_ignore | zzz_ignore | zzz_ignore | zzz_ignore | zzz_ignore | zzz_ignore | zzz_ignore | zzz_ignore | zzz_ignore | zzz_ignore | zzz_ignore | zzz_ignore | zzz_ignore | zzz_ignore | zzz_ignore | zzz_ignore | zzz_ignore | zzz_ignore | zzz_ignore | zzz_ignore | zzz_ignore
793 | zzz_ignore | zzz_ignore | zzz_ignore | zzz_ignore | zzz_ignore | zzz_ignore | zzz_ignore | zzz_ignore | zzz_ignore | zzz_ignore | zzz_ignore | zzz_ignore | zzz_ignore | zzz_ignore | zzz_ignore | zzz_ignore | zzz_ignore | zzz_ignore | zzz_ignore | zzz_ignore | zzz_ignore | zzz_ignore | zzz_ignore | zzz_ignore
794 | zzz_ignore | zzz_ignore | zzz_ignore | zzz_ignore | zzz_ignore | zzz_ignore | zzz_ignore | zzz_ignore | zzz_ignore | zzz_ignore | zzz_ignore | zzz_ignore | zzz_ignore | zzz_ignore | zzz_ignore | zzz_ignore | zzz_ignore | zzz_ignore | zzz_ignore | zzz_ignore | zzz_ignore | zzz_ignore | zzz_ignore | zzz_ignore
797 | zzz_ignore | zzz_ignore | zzz_ignore | zzz_ignore | zzz_ignore | zzz_ignore | zzz_ignore | zzz_ignore | zzz_ignore | zzz_ignore | zzz_ignore | zzz_ignore | zzz_ignore | zzz_ignore | zzz_ignore | zzz_ignore | zzz_ignore | zzz_ignore | zzz_ignore | zzz_ignore | zzz_ignore | zzz_ignore | zzz_ignore | zzz_ignore
798 | zzz_ignore | zzz_ignore | zzz_ignore | zzz_ignore | zzz_ignore | zzz_ignore | zzz_ignore | zzz_ignore | zzz_ignore | zzz_ignore | zzz_ignore | zzz_ignore | zzz_ignore | zzz_ignore | zzz_ignore | zzz_ignore | zzz_ignore | zzz_ignore | zzz_ignore | zzz_ignore | zzz_ignore | zzz_ignore | zzz_ignore | zzz_ignore
799 | zzz_ignore | zzz_ignore | zzz_ignore | zzz_ignore | zzz_ignore | zzz_ignore | zzz_ignore | zzz_ignore | zzz_ignore | zzz_ignore | zzz_ignore | zzz_ignore | zzz_ignore | zzz_ignore | zzz_ignore | zzz_ignore | zzz_ignore | zzz_ignore | zzz_ignore | zzz_ignore | zzz_ignore | zzz_ignore | zzz_ignore | zzz_ignore
803 | zzz_ignore | zzz_ignore | zzz_ignore | zzz_ignore | zzz_ignore | zzz_ignore | zzz_ignore | zzz_ignore | zzz_ignore | zzz_ignore | zzz_ignore | zzz_ignore | zzz_ignore | zzz_ignore | zzz_ignore | zzz_ignore | zzz_ignore | zzz_ignore | zzz_ignore | zzz_ignore | zzz_ignore | zzz_ignore | zzz_ignore | zzz_ignore
804 | zzz_ignore | zzz_ignore | zzz_ignore | zzz_ignore | zzz_ignore | zzz_ignore | zzz_ignore | zzz_ignore | zzz_ignore | zzz_ignore | zzz_ignore | zzz_ignore | zzz_ignore | zzz_ignore | zzz_ignore | zzz_ignore | zzz_ignore | zzz_ignore | zzz_ignore | zzz_ignore | zzz_ignore | zzz_ignore | zzz_ignore | zzz_ignore
805 | zzz_ignore | zzz_ignore | zzz_ignore | zzz_ignore | zzz_ignore | zzz_ignore | zzz_ignore | zzz_ignore | zzz_ignore | zzz_ignore | zzz_ignore | zzz_ignore | zzz_ignore | zzz_ignore | zzz_ignore | zzz_ignore | zzz_ignore | zzz_ignore | zzz_ignore | zzz_ignore | zzz_ignore | zzz_ignore | zzz_ignore | zzz_ignore
806 | zzz_ignore | zzz_ignore | zzz_ignore | zzz_ignore | zzz_ignore | zzz_ignore | zzz_ignore | zzz_ignore | zzz_ignore | zzz_ignore | zzz_ignore | zzz_ignore | zzz_ignore | zzz_ignore | zzz_ignore | zzz_ignore | zzz_ignore | zzz_ignore | zzz_ignore | zzz_ignore | zzz_ignore | zzz_ignore | zzz_ignore | zzz_ignore
807 | zzz_ignore | zzz_ignore | zzz_ignore | zzz_ignore | zzz_ignore | zzz_ignore | zzz_ignore | zzz_ignore | zzz_ignore | zzz_ignore | zzz_ignore | zzz_ignore | zzz_ignore | zzz_ignore | zzz_ignore | zzz_ignore | zzz_ignore | zzz_ignore | zzz_ignore | zzz_ignore | zzz_ignore | zzz_ignore | zzz_ignore | zzz_ignore
808 | zzz_ignore | zzz_ignore | zzz_ignore | zzz_ignore | zzz_ignore | zzz_ignore | zzz_ignore | zzz_ignore | zzz_ignore | zzz_ignore | zzz_ignore | zzz_ignore | zzz_ignore | zzz_ignore | zzz_ignore | zzz_ignore | zzz_ignore | zzz_ignore | zzz_ignore | zzz_ignore | zzz_ignore | zzz_ignore | zzz_ignore | zzz_ignore
809 | zzz_ignore | zzz_ignore | zzz_ignore | zzz_ignore | zzz_ignore | zzz_ignore | zzz_ignore | zzz_ignore | zzz_ignore | zzz_ignore | zzz_ignore | zzz_ignore | zzz_ignore | zzz_ignore | zzz_ignore | zzz_ignore | zzz_ignore | zzz_ignore | zzz_ignore | zzz_ignore | zzz_ignore | zzz_ignore | zzz_ignore | zzz_ignore
810 | zzz_ignore | zzz_ignore | zzz_ignore | zzz_ignore | zzz_ignore | zzz_ignore | zzz_ignore | zzz_ignore | zzz_ignore | zzz_ignore | zzz_ignore | zzz_ignore | zzz_ignore | zzz_ignore | zzz_ignore | zzz_ignore | zzz_ignore | zzz_ignore | zzz_ignore | zzz_ignore | zzz_ignore | zzz_ignore | zzz_ignore | zzz_ignore
811 | zzz_ignore | zzz_ignore | zzz_ignore | zzz_ignore | zzz_ignore | zzz_ignore | zzz_ignore | zzz_ignore | zzz_ignore | zzz_ignore | zzz_ignore | zzz_ignore | zzz_ignore | zzz_ignore | zzz_ignore | zzz_ignore | zzz_ignore | zzz_ignore | zzz_ignore | zzz_ignore | zzz_ignore | zzz_ignore | zzz_ignore | zzz_ignore
812 | zzz_ignore | zzz_ignore | zzz_ignore | zzz_ignore | zzz_ignore | zzz_ignore | zzz_ignore | zzz_ignore | zzz_ignore | zzz_ignore | zzz_ignore | zzz_ignore | zzz_ignore | zzz_ignore | zzz_ignore | zzz_ignore | zzz_ignore | zzz_ignore | zzz_ignore | zzz_ignore | zzz_ignore | zzz_ignore | zzz_ignore | zzz_ignore
813 | zzz_ignore | zzz_ignore | zzz_ignore | zzz_ignore | zzz_ignore | zzz_ignore | zzz_ignore | zzz_ignore | zzz_ignore | zzz_ignore | zzz_ignore | zzz_ignore | zzz_ignore | zzz_ignore | zzz_ignore | zzz_ignore | zzz_ignore | zzz_ignore | zzz_ignore | zzz_ignore | zzz_ignore | zzz_ignore | zzz_ignore | zzz_ignore
814 | zzz_ignore | zzz_ignore | zzz_ignore | zzz_ignore | zzz_ignore | zzz_ignore | zzz_ignore | zzz_ignore | zzz_ignore | zzz_ignore | zzz_ignore | zzz_ignore | zzz_ignore | zzz_ignore | zzz_ignore | zzz_ignore | zzz_ignore | zzz_ignore | zzz_ignore | zzz_ignore | zzz_ignore | zzz_ignore | zzz_ignore | zzz_ignore
815 | zzz_ignore | zzz_ignore | zzz_ignore | zzz_ignore | zzz_ignore | zzz_ignore | zzz_ignore | zzz_ignore | zzz_ignore | zzz_ignore | zzz_ignore | zzz_ignore | zzz_ignore | zzz_ignore | zzz_ignore | zzz_ignore | zzz_ignore | zzz_ignore | zzz_ignore | zzz_ignore | zzz_ignore | zzz_ignore | zzz_ignore | zzz_ignore
816 | zzz_ignore | zzz_ignore | zzz_ignore | zzz_ignore | zzz_ignore | zzz_ignore | zzz_ignore | zzz_ignore | zzz_ignore | zzz_ignore | zzz_ignore | zzz_ignore | zzz_ignore | zzz_ignore | zzz_ignore | zzz_ignore | zzz_ignore | zzz_ignore | zzz_ignore | zzz_ignore | zzz_ignore | zzz_ignore | zzz_ignore | zzz_ignore
817 | zzz_ignore | zzz_ignore | zzz_ignore | zzz_ignore | zzz_ignore | zzz_ignore | zzz_ignore | zzz_ignore | zzz_ignore | zzz_ignore | zzz_ignore | zzz_ignore | zzz_ignore | zzz_ignore | zzz_ignore | zzz_ignore | zzz_ignore | zzz_ignore | zzz_ignore | zzz_ignore | zzz_ignore | zzz_ignore | zzz_ignore | zzz_ignore
818 | zzz_ignore | zzz_ignore | zzz_ignore | zzz_ignore | zzz_ignore | zzz_ignore | zzz_ignore | zzz_ignore | zzz_ignore | zzz_ignore | zzz_ignore | zzz_ignore | zzz_ignore | zzz_ignore | zzz_ignore | zzz_ignore | zzz_ignore | zzz_ignore | zzz_ignore | zzz_ignore | zzz_ignore | zzz_ignore | zzz_ignore | zzz_ignore
819 | zzz_ignore | zzz_ignore | zzz_ignore | zzz_ignore | zzz_ignore | zzz_ignore | zzz_ignore | zzz_ignore | zzz_ignore | zzz_ignore | zzz_ignore | zzz_ignore | zzz_ignore | zzz_ignore | zzz_ignore | zzz_ignore | zzz_ignore | zzz_ignore | zzz_ignore | zzz_ignore | zzz_ignore | zzz_ignore | zzz_ignore | zzz_ignore
820 | zzz_ignore | zzz_ignore | zzz_ignore | zzz_ignore | zzz_ignore | zzz_ignore | zzz_ignore | zzz_ignore | zzz_ignore | zzz_ignore | zzz_ignore | zzz_ignore | zzz_ignore | zzz_ignore | zzz_ignore | zzz_ignore | zzz_ignore | zzz_ignore | zzz_ignore | zzz_ignore | zzz_ignore | zzz_ignore | zzz_ignore | zzz_ignore
821 | zzz_ignore | zzz_ignore | zzz_ignore | zzz_ignore | zzz_ignore | zzz_ignore | zzz_ignore | zzz_ignore | zzz_ignore | zzz_ignore | zzz_ignore | zzz_ignore | zzz_ignore | zzz_ignore | zzz_ignore | zzz_ignore | zzz_ignore | zzz_ignore | zzz_ignore | zzz_ignore | zzz_ignore | zzz_ignore | zzz_ignore | zzz_ignore
825 | zzz_ignore | zzz_ignore | zzz_ignore | zzz_ignore | zzz_ignore | zzz_ignore | zzz_ignore | zzz_ignore | zzz_ignore | zzz_ignore | zzz_ignore | zzz_ignore | zzz_ignore | zzz_ignore | zzz_ignore | zzz_ignore | zzz_ignore | zzz_ignore | zzz_ignore | zzz_ignore | zzz_ignore | zzz_ignore | zzz_ignore | zzz_ignore
826 | zzz_ignore | zzz_ignore | zzz_ignore | zzz_ignore | zzz_ignore | zzz_ignore | zzz_ignore | zzz_ignore | zzz_ignore | zzz_ignore | zzz_ignore | zzz_ignore | zzz_ignore | zzz_ignore | zzz_ignore | zzz_ignore | zzz_ignore | zzz_ignore | zzz_ignore | zzz_ignore | zzz_ignore | zzz_ignore | zzz_ignore | zzz_ignore
827 | zzz_ignore | zzz_ignore | zzz_ignore | zzz_ignore | zzz_ignore | zzz_ignore | zzz_ignore | zzz_ignore | zzz_ignore | zzz_ignore | zzz_ignore | zzz_ignore | zzz_ignore | zzz_ignore | zzz_ignore | zzz_ignore | zzz_ignore | zzz_ignore | zzz_ignore | zzz_ignore | zzz_ignore | zzz_ignore | zzz_ignore | zzz_ignore
828 | zzz_ignore | zzz_ignore | zzz_ignore | zzz_ignore | zzz_ignore | zzz_ignore | zzz_ignore | zzz_ignore | zzz_ignore | zzz_ignore | zzz_ignore | zzz_ignore | zzz_ignore | zzz_ignore | zzz_ignore | zzz_ignore | zzz_ignore | zzz_ignore | zzz_ignore | zzz_ignore | zzz_ignore | zzz_ignore | zzz_ignore | zzz_ignore
829 | zzz_ignore | zzz_ignore | zzz_ignore | zzz_ignore | zzz_ignore | zzz_ignore | zzz_ignore | zzz_ignore | zzz_ignore | zzz_ignore | zzz_ignore | zzz_ignore | zzz_ignore | zzz_ignore | zzz_ignore | zzz_ignore | zzz_ignore | zzz_ignore | zzz_ignore | zzz_ignore | zzz_ignore | zzz_ignore | zzz_ignore | zzz_ignore
830 | zzz_ignore | zzz_ignore | zzz_ignore | zzz_ignore | zzz_ignore | zzz_ignore | zzz_ignore | zzz_ignore | zzz_ignore | zzz_ignore | zzz_ignore | zzz_ignore | zzz_ignore | zzz_ignore | zzz_ignore | zzz_ignore | zzz_ignore | zzz_ignore | zzz_ignore | zzz_ignore | zzz_ignore | zzz_ignore | zzz_ignore | zzz_ignore
834 | zzz_ignore | zzz_ignore | zzz_ignore | zzz_ignore | zzz_ignore | zzz_ignore | zzz_ignore | zzz_ignore | zzz_ignore | zzz_ignore | zzz_ignore | zzz_ignore | zzz_ignore | zzz_ignore | zzz_ignore | zzz_ignore | zzz_ignore | zzz_ignore | zzz_ignore | zzz_ignore | zzz_ignore | zzz_ignore | zzz_ignore | zzz_ignore
835 | zzz_ignore | zzz_ignore | zzz_ignore | zzz_ignore | zzz_ignore | zzz_ignore | zzz_ignore | zzz_ignore | zzz_ignore | zzz_ignore | zzz_ignore | zzz_ignore | zzz_ignore | zzz_ignore | zzz_ignore | zzz_ignore | zzz_ignore | zzz_ignore | zzz_ignore | zzz_ignore | zzz_ignore | zzz_ignore | zzz_ignore | zzz_ignore
836 | zzz_ignore | zzz_ignore | zzz_ignore | zzz_ignore | zzz_ignore | zzz_ignore | zzz_ignore | zzz_ignore | zzz_ignore | zzz_ignore | zzz_ignore | zzz_ignore | zzz_ignore | zzz_ignore | zzz_ignore | zzz_ignore | zzz_ignore | zzz_ignore | zzz_ignore | zzz_ignore | zzz_ignore | zzz_ignore | zzz_ignore | zzz_ignore
837 | zzz_ignore | zzz_ignore | zzz_ignore | zzz_ignore | zzz_ignore | zzz_ignore | zzz_ignore | zzz_ignore | zzz_ignore | zzz_ignore | zzz_ignore | zzz_ignore | zzz_ignore | zzz_ignore | zzz_ignore | zzz_ignore | zzz_ignore | zzz_ignore | zzz_ignore | zzz_ignore | zzz_ignore | zzz_ignore | zzz_ignore | zzz_ignore
838 | zzz_ignore | zzz_ignore | zzz_ignore | zzz_ignore | zzz_ignore | zzz_ignore | zzz_ignore | zzz_ignore | zzz_ignore | zzz_ignore | zzz_ignore | zzz_ignore | zzz_ignore | zzz_ignore | zzz_ignore | zzz_ignore | zzz_ignore | zzz_ignore | zzz_ignore | zzz_ignore | zzz_ignore | zzz_ignore | zzz_ignore | zzz_ignore
844 | zzz_ignore | zzz_ignore | zzz_ignore | zzz_ignore | zzz_ignore | zzz_ignore | zzz_ignore | zzz_ignore | zzz_ignore | zzz_ignore | zzz_ignore | zzz_ignore | zzz_ignore | zzz_ignore | zzz_ignore | zzz_ignore | zzz_ignore | zzz_ignore | zzz_ignore | zzz_ignore | zzz_ignore | zzz_ignore | zzz_ignore | zzz_ignore
850 | zzz_ignore | zzz_ignore | zzz_ignore | zzz_ignore | zzz_ignore | zzz_ignore | zzz_ignore | zzz_ignore | zzz_ignore | zzz_ignore | zzz_ignore | zzz_ignore | zzz_ignore | zzz_ignore | zzz_ignore | zzz_ignore | zzz_ignore | zzz_ignore | zzz_ignore | zzz_ignore | zzz_ignore | zzz_ignore | zzz_ignore | zzz_ignore
852 | zzz_ignore | zzz_ignore | zzz_ignore | zzz_ignore | zzz_ignore | zzz_ignore | zzz_ignore | zzz_ignore | zzz_ignore | zzz_ignore | zzz_ignore | zzz_ignore | zzz_ignore | zzz_ignore | zzz_ignore | zzz_ignore | zzz_ignore | zzz_ignore | zzz_ignore | zzz_ignore | zzz_ignore | zzz_ignore | zzz_ignore | zzz_ignore
853 | zzz_ignore | zzz_ignore | zzz_ignore | zzz_ignore | zzz_ignore | zzz_ignore | zzz_ignore | zzz_ignore | zzz_ignore | zzz_ignore | zzz_ignore | zzz_ignore | zzz_ignore | zzz_ignore | zzz_ignore | zzz_ignore | zzz_ignore | zzz_ignore | zzz_ignore | zzz_ignore | zzz_ignore | zzz_ignore | zzz_ignore | zzz_ignore
854 | zzz_ignore | zzz_ignore | zzz_ignore | zzz_ignore | zzz_ignore | zzz_ignore | zzz_ignore | zzz_ignore | zzz_ignore | zzz_ignore | zzz_ignore | zzz_ignore | zzz_ignore | zzz_ignore | zzz_ignore | zzz_ignore | zzz_ignore | zzz_ignore | zzz_ignore | zzz_ignore | zzz_ignore | zzz_ignore | zzz_ignore | zzz_ignore
855 | zzz_ignore | zzz_ignore | zzz_ignore | zzz_ignore | zzz_ignore | zzz_ignore | zzz_ignore | zzz_ignore | zzz_ignore | zzz_ignore | zzz_ignore | zzz_ignore | zzz_ignore | zzz_ignore | zzz_ignore | zzz_ignore | zzz_ignore | zzz_ignore | zzz_ignore | zzz_ignore | zzz_ignore | zzz_ignore | zzz_ignore | zzz_ignore
856 | zzz_ignore | zzz_ignore | zzz_ignore | zzz_ignore | zzz_ignore | zzz_ignore | zzz_ignore | zzz_ignore | zzz_ignore | zzz_ignore | zzz_ignore | zzz_ignore | zzz_ignore | zzz_ignore | zzz_ignore | zzz_ignore | zzz_ignore | zzz_ignore | zzz_ignore | zzz_ignore | zzz_ignore | zzz_ignore | zzz_ignore | zzz_ignore
857 | zzz_ignore | zzz_ignore | zzz_ignore | zzz_ignore | zzz_ignore | zzz_ignore | zzz_ignore | zzz_ignore | zzz_ignore | zzz_ignore | zzz_ignore | zzz_ignore | zzz_ignore | zzz_ignore | zzz_ignore | zzz_ignore | zzz_ignore | zzz_ignore | zzz_ignore | zzz_ignore | zzz_ignore | zzz_ignore | zzz_ignore | zzz_ignore
858 | zzz_ignore | zzz_ignore | zzz_ignore | zzz_ignore | zzz_ignore | zzz_ignore | zzz_ignore | zzz_ignore | zzz_ignore | zzz_ignore | zzz_ignore | zzz_ignore | zzz_ignore | zzz_ignore | zzz_ignore | zzz_ignore | zzz_ignore | zzz_ignore | zzz_ignore | zzz_ignore | zzz_ignore | zzz_ignore | zzz_ignore | zzz_ignore
859 | zzz_ignore | zzz_ignore | zzz_ignore | zzz_ignore | zzz_ignore | zzz_ignore | zzz_ignore | zzz_ignore | zzz_ignore | zzz_ignore | zzz_ignore | zzz_ignore | zzz_ignore | zzz_ignore | zzz_ignore | zzz_ignore | zzz_ignore | zzz_ignore | zzz_ignore | zzz_ignore | zzz_ignore | zzz_ignore | zzz_ignore | zzz_ignore
860 | zzz_ignore | zzz_ignore | zzz_ignore | zzz_ignore | zzz_ignore | zzz_ignore | zzz_ignore | zzz_ignore | zzz_ignore | zzz_ignore | zzz_ignore | zzz_ignore | zzz_ignore | zzz_ignore | zzz_ignore | zzz_ignore | zzz_ignore | zzz_ignore | zzz_ignore | zzz_ignore | zzz_ignore | zzz_ignore | zzz_ignore | zzz_ignore
861 | zzz_ignore | zzz_ignore | zzz_ignore | zzz_ignore | zzz_ignore | zzz_ignore | zzz_ignore | zzz_ignore | zzz_ignore | zzz_ignore | zzz_ignore | zzz_ignore | zzz_ignore | zzz_ignore | zzz_ignore | zzz_ignore | zzz_ignore | zzz_ignore | zzz_ignore | zzz_ignore | zzz_ignore | zzz_ignore | zzz_ignore | zzz_ignore
862 | zzz_ignore | zzz_ignore | zzz_ignore | zzz_ignore | zzz_ignore | zzz_ignore | zzz_ignore | zzz_ignore | zzz_ignore | zzz_ignore | zzz_ignore | zzz_ignore | zzz_ignore | zzz_ignore | zzz_ignore | zzz_ignore | zzz_ignore | zzz_ignore | zzz_ignore | zzz_ignore | zzz_ignore | zzz_ignore | zzz_ignore | zzz_ignore
863 | zzz_ignore | zzz_ignore | zzz_ignore | zzz_ignore | zzz_ignore | zzz_ignore | zzz_ignore | zzz_ignore | zzz_ignore | zzz_ignore | zzz_ignore | zzz_ignore | zzz_ignore | zzz_ignore | zzz_ignore | zzz_ignore | zzz_ignore | zzz_ignore | zzz_ignore | zzz_ignore | zzz_ignore | zzz_ignore | zzz_ignore | zzz_ignore
864 | zzz_ignore | zzz_ignore | zzz_ignore | zzz_ignore | zzz_ignore | zzz_ignore | zzz_ignore | zzz_ignore | zzz_ignore | zzz_ignore | zzz_ignore | zzz_ignore | zzz_ignore | zzz_ignore | zzz_ignore | zzz_ignore | zzz_ignore | zzz_ignore | zzz_ignore | zzz_ignore | zzz_ignore | zzz_ignore | zzz_ignore | zzz_ignore
865 | zzz_ignore | zzz_ignore | zzz_ignore | zzz_ignore | zzz_ignore | zzz_ignore | zzz_ignore | zzz_ignore | zzz_ignore | zzz_ignore | zzz_ignore | zzz_ignore | zzz_ignore | zzz_ignore | zzz_ignore | zzz_ignore | zzz_ignore | zzz_ignore | zzz_ignore | zzz_ignore | zzz_ignore | zzz_ignore | zzz_ignore | zzz_ignore
866 | zzz_ignore | zzz_ignore | zzz_ignore | zzz_ignore | zzz_ignore | zzz_ignore | zzz_ignore | zzz_ignore | zzz_ignore | zzz_ignore | zzz_ignore | zzz_ignore | zzz_ignore | zzz_ignore | zzz_ignore | zzz_ignore | zzz_ignore | zzz_ignore | zzz_ignore | zzz_ignore | zzz_ignore | zzz_ignore | zzz_ignore | zzz_ignore
868 | zzz_ignore | zzz_ignore | zzz_ignore | zzz_ignore | zzz_ignore | zzz_ignore | zzz_ignore | zzz_ignore | zzz_ignore | zzz_ignore | zzz_ignore | zzz_ignore | zzz_ignore | zzz_ignore | zzz_ignore | zzz_ignore | zzz_ignore | zzz_ignore | zzz_ignore | zzz_ignore | zzz_ignore | zzz_ignore | zzz_ignore | zzz_ignore
869 | zzz_ignore | zzz_ignore | zzz_ignore | zzz_ignore | zzz_ignore | zzz_ignore | zzz_ignore | zzz_ignore | zzz_ignore | zzz_ignore | zzz_ignore | zzz_ignore | zzz_ignore | zzz_ignore | zzz_ignore | zzz_ignore | zzz_ignore | zzz_ignore | zzz_ignore | zzz_ignore | zzz_ignore | zzz_ignore | zzz_ignore | zzz_ignore
870 | zzz_ignore | zzz_ignore | zzz_ignore | zzz_ignore | zzz_ignore | zzz_ignore | zzz_ignore | zzz_ignore | zzz_ignore | zzz_ignore | zzz_ignore | zzz_ignore | zzz_ignore | zzz_ignore | zzz_ignore | zzz_ignore | zzz_ignore | zzz_ignore | zzz_ignore | zzz_ignore | zzz_ignore | zzz_ignore | zzz_ignore | zzz_ignore
872 | zzz_ignore | zzz_ignore | zzz_ignore | zzz_ignore | zzz_ignore | zzz_ignore | zzz_ignore | zzz_ignore | zzz_ignore | zzz_ignore | zzz_ignore | zzz_ignore | zzz_ignore | zzz_ignore | zzz_ignore | zzz_ignore | zzz_ignore | zzz_ignore | zzz_ignore | zzz_ignore | zzz_ignore | zzz_ignore | zzz_ignore | zzz_ignore
873 | zzz_ignore | zzz_ignore | zzz_ignore | zzz_ignore | zzz_ignore | zzz_ignore | zzz_ignore | zzz_ignore | zzz_ignore | zzz_ignore | zzz_ignore | zzz_ignore | zzz_ignore | zzz_ignore | zzz_ignore | zzz_ignore | zzz_ignore | zzz_ignore | zzz_ignore | zzz_ignore | zzz_ignore | zzz_ignore | zzz_ignore | zzz_ignore
874 | zzz_ignore | zzz_ignore | zzz_ignore | zzz_ignore | zzz_ignore | zzz_ignore | zzz_ignore | zzz_ignore | zzz_ignore | zzz_ignore | zzz_ignore | zzz_ignore | zzz_ignore | zzz_ignore | zzz_ignore | zzz_ignore | zzz_ignore | zzz_ignore | zzz_ignore | zzz_ignore | zzz_ignore | zzz_ignore | zzz_ignore | zzz_ignore
875 | zzz_ignore | zzz_ignore | zzz_ignore | zzz_ignore | zzz_ignore | zzz_ignore | zzz_ignore | zzz_ignore | zzz_ignore | zzz_ignore | zzz_ignore | zzz_ignore | zzz_ignore | zzz_ignore | zzz_ignore | zzz_ignore | zzz_ignore | zzz_ignore | zzz_ignore | zzz_ignore | zzz_ignore | zzz_ignore | zzz_ignore | zzz_ignore
876 | zzz_ignore | zzz_ignore | zzz_ignore | zzz_ignore | zzz_ignore | zzz_ignore | zzz_ignore | zzz_ignore | zzz_ignore | zzz_ignore | zzz_ignore | zzz_ignore | zzz_ignore | zzz_ignore | zzz_ignore | zzz_ignore | zzz_ignore | zzz_ignore | zzz_ignore | zzz_ignore | zzz_ignore | zzz_ignore | zzz_ignore | zzz_ignore
877 | zzz_ignore | zzz_ignore | zzz_ignore | zzz_ignore | zzz_ignore | zzz_ignore | zzz_ignore | zzz_ignore | zzz_ignore | zzz_ignore | zzz_ignore | zzz_ignore | zzz_ignore | zzz_ignore | zzz_ignore | zzz_ignore | zzz_ignore | zzz_ignore | zzz_ignore | zzz_ignore | zzz_ignore | zzz_ignore | zzz_ignore | zzz_ignore
878 | zzz_ignore | zzz_ignore | zzz_ignore | zzz_ignore | zzz_ignore | zzz_ignore | zzz_ignore | zzz_ignore | zzz_ignore | zzz_ignore | zzz_ignore | zzz_ignore | zzz_ignore | zzz_ignore | zzz_ignore | zzz_ignore | zzz_ignore | zzz_ignore | zzz_ignore | zzz_ignore | zzz_ignore | zzz_ignore | zzz_ignore | zzz_ignore
881 | zzz_ignore | zzz_ignore | zzz_ignore | zzz_ignore | zzz_ignore | zzz_ignore | zzz_ignore | zzz_ignore | zzz_ignore | zzz_ignore | zzz_ignore | zzz_ignore | zzz_ignore | zzz_ignore | zzz_ignore | zzz_ignore | zzz_ignore | zzz_ignore | zzz_ignore | zzz_ignore | zzz_ignore | zzz_ignore | zzz_ignore | zzz_ignore
882 | zzz_ignore | zzz_ignore | zzz_ignore | zzz_ignore | zzz_ignore | zzz_ignore | zzz_ignore | zzz_ignore | zzz_ignore | zzz_ignore | zzz_ignore | zzz_ignore | zzz_ignore | zzz_ignore | zzz_ignore | zzz_ignore | zzz_ignore | zzz_ignore | zzz_ignore | zzz_ignore | zzz_ignore | zzz_ignore | zzz_ignore | zzz_ignore
883 | zzz_ignore | zzz_ignore | zzz_ignore | zzz_ignore | zzz_ignore | zzz_ignore | zzz_ignore | zzz_ignore | zzz_ignore | zzz_ignore | zzz_ignore | zzz_ignore | zzz_ignore | zzz_ignore | zzz_ignore | zzz_ignore | zzz_ignore | zzz_ignore | zzz_ignore | zzz_ignore | zzz_ignore | zzz_ignore | zzz_ignore | zzz_ignore
884 | zzz_ignore | zzz_ignore | zzz_ignore | zzz_ignore | zzz_ignore | zzz_ignore | zzz_ignore | zzz_ignore | zzz_ignore | zzz_ignore | zzz_ignore | zzz_ignore | zzz_ignore | zzz_ignore | zzz_ignore | zzz_ignore | zzz_ignore | zzz_ignore | zzz_ignore | zzz_ignore | zzz_ignore | zzz_ignore | zzz_ignore | zzz_ignore
885 | zzz_ignore | zzz_ignore | zzz_ignore | zzz_ignore | zzz_ignore | zzz_ignore | zzz_ignore | zzz_ignore | zzz_ignore | zzz_ignore | zzz_ignore | zzz_ignore | zzz_ignore | zzz_ignore | zzz_ignore | zzz_ignore | zzz_ignore | zzz_ignore | zzz_ignore | zzz_ignore | zzz_ignore | zzz_ignore | zzz_ignore | zzz_ignore
886 | zzz_ignore | zzz_ignore | zzz_ignore | zzz_ignore | zzz_ignore | zzz_ignore | zzz_ignore | zzz_ignore | zzz_ignore | zzz_ignore | zzz_ignore | zzz_ignore | zzz_ignore | zzz_ignore | zzz_ignore | zzz_ignore | zzz_ignore | zzz_ignore | zzz_ignore | zzz_ignore | zzz_ignore | zzz_ignore | zzz_ignore | zzz_ignore
887 | zzz_ignore | zzz_ignore | zzz_ignore | zzz_ignore | zzz_ignore | zzz_ignore | zzz_ignore | zzz_ignore | zzz_ignore | zzz_ignore | zzz_ignore | zzz_ignore | zzz_ignore | zzz_ignore | zzz_ignore | zzz_ignore | zzz_ignore | zzz_ignore | zzz_ignore | zzz_ignore | zzz_ignore | zzz_ignore | zzz_ignore | zzz_ignore

## Gen Cluster Settings
0 | 1 | 2 | 3 | 4 | 5 | 6 | 7 | 8 | 9 | 10 | 11 | 12
Cluster Parameter Table
|  |  | Age (year in service) |  |  | Size (Cap >= X GW) |  |  | Efficiency (HR >= X MMBTU/MWh)
Type | Fuel | Use Clusters | old | midAge | new | small | med | large | hiEff | avgEff | loEff | Insert Spacer
coal_lig_st | coal_lig | TRUE | 0 | 1975 | 1985 | 0 | 0.5 | 0.65 | 0 | 10.5 | 12
coal_sub_st | coal_sub | TRUE | 0 | 1980 | 1985 | 0 | 0.5 | 0.65 | 0 | 10.2 | 12
ng_cc | ng | TRUE | 0 | 2000 | 2005 | 0 | 0.3 | 0.6 | 0 | 7.5 | 9
ng_gt | ng | TRUE | 0 | 1980 | 2000 | 0 | 0.075 | 0.1 | 0 | 10 | 13
ng_st | ng | TRUE | 0 | 1960 | 1970 | 0 | 0.15 | 0.3 | 0 | 11.5 | 13
u235_st | u235 | FALSE
wind | wind | FALSE
Insert Spacer, Clustering Table below
Type Code | Fuel | cluster by | name reference | cluster value | lower cut off | Cluster Name Code | # units | actual total cap (GW) | avg cap (GW) | Weighted Average Heat Rate (MMBTU/MWh) | Average Capacity (GW) | Total Capacity (GW) | Insert Spacer
coal_lig_st | coal_lig | age | master_yr | old | 0 | coal_lig_st_old | 0 |  |  |  | #VALUE! | #VALUE!
coal_lig_st | coal_lig | age | master_yr | midAge | 1975 | coal_lig_st_midAge | 0 |  |  |  | #VALUE! | #VALUE!
coal_lig_st | coal_lig | age | master_yr | new | 1985 | coal_lig_st_new | 0 |  |  |  | #VALUE! | #VALUE!
coal_sub_st | coal_sub | age | master_yr | old | 0 | coal_sub_st_old | 1 | 0.615 | 0.615 | 10.6789 | 0.615 | 0.615
coal_sub_st | coal_sub | age | master_yr | midAge | 1980 | coal_sub_st_midAge | 2 | 1.2154 | 0.6077 | 10.4091 | 0.6077 | 1.2154
coal_sub_st | coal_sub | age | master_yr | new | 1985 | coal_sub_st_new | 1 | 0.46 | 0.46 | 10.6789 | 0.46 | 0.46
ng_cc | ng | age | master_yr | old | 0 | ng_cc_old | 0 |  |  |  | #VALUE! | #VALUE!
ng_cc | ng | age | master_yr | midAge | 2000 | ng_cc_midAge | 5 | 2.8704 | 0.57408 | 7.5822 | 0.57408 | 2.8704
ng_cc | ng | age | master_yr | new | 2005 | ng_cc_new | 2 | 0.5562 | 0.2781 | 7.3856 | 0.2781 | 0.5562
ng_gt | ng | age | master_yr | old | 0 | ng_gt_old | 0 |  |  |  | #VALUE! | #VALUE!
ng_gt | ng | age | master_yr | midAge | 1980 | ng_gt_midAge | 7 | 0.6822 | 0.097457 | 13.1017 | 0.09746 | 0.68222
ng_gt | ng | age | master_yr | new | 2000 | ng_gt_new | 2 | 0.308 | 0.154 | 7.6394 | 0.154 | 0.308
ng_st | ng | age | master_yr | old | 0 | ng_st_old | 0 |  |  |  | #VALUE! | #VALUE!
ng_st | ng | age | master_yr | midAge | 1960 | ng_st_midAge | 0 |  |  |  | #VALUE! | #VALUE!
ng_st | ng | age | master_yr | new | 1970 | ng_st_new | 0 |  |  |  | #VALUE! | #VALUE!
u235_st | u235 | age | master_cap |  | 0 | u235_st | 0 |  |  |  | #VALUE! | #VALUE!
wind | wind | age | master_cap |  | 0 | wind | 1 | 0.5 | 0.5 | 1 | 0.5 | 0.5
coal_lig_st | coal_lig | all | master_cap |  | 0 | coal_lig_st | 0 |  |  |  | #VALUE! | #VALUE!
coal_sub_st | coal_sub | all | master_cap |  | 0 | coal_sub_st | 4 | 2.2904 | 0.5726 | 10.5357 | 0.5726 | 2.2904
ng_cc | ng | all | master_cap |  | 0 | ng_cc | 7 | 3.4266 | 0.48951 | 7.5503 | 0.48951 | 3.4266
ng_gt | ng | all | master_cap |  | 0 | ng_gt | 9 | 0.9902 | 0.11002 | 11.4027 | 0.11002 | 0.99018
ng_st | ng | all | master_cap |  | 0 | ng_st | 0 |  |  |  | #VALUE! | #VALUE!
u235_st | u235 | all | master_cap |  | 0 | u235_st | 0 |  |  |  | #VALUE! | #VALUE!
wind | wind | all | master_cap |  | 0 | wind | 1 | 0.5 | 0.5 | 1 | 0.5 | 0.5
coal_lig_st | coal_lig | efficiency | master_heatrate | hiEff | 0 | coal_lig_st_hiEff | 0 |  |  |  | #VALUE! | #VALUE!
coal_lig_st | coal_lig | efficiency | master_heatrate | avgEff | 10.5 | coal_lig_st_avgEff | 0 |  |  |  | #VALUE! | #VALUE!
coal_lig_st | coal_lig | efficiency | master_heatrate | loEff | 12 | coal_lig_st_loEff | 0 |  |  |  | #VALUE! | #VALUE!
coal_sub_st | coal_sub | efficiency | master_heatrate | hiEff | 0 | coal_sub_st_hiEff | 1 | 0.6004 | 0.6004 | 10.1328 | 0.6004 | 0.6004
coal_sub_st | coal_sub | efficiency | master_heatrate | avgEff | 10.2 | coal_sub_st_avgEff | 3 | 1.69 | 0.56333 | 10.6789 | 0.56333 | 1.69
coal_sub_st | coal_sub | efficiency | master_heatrate | loEff | 12 | coal_sub_st_loEff | 0 |  |  |  | #VALUE! | #VALUE!
ng_cc | ng | efficiency | master_heatrate | hiEff | 0 | ng_cc_hiEff | 5 | 2.1998 | 0.43996 | 7.4326 | 0.43996 | 2.1998
ng_cc | ng | efficiency | master_heatrate | avgEff | 7.5 | ng_cc_avgEff | 2 | 1.2268 | 0.6134 | 7.7613 | 0.6134 | 1.2268
ng_cc | ng | efficiency | master_heatrate | loEff | 9 | ng_cc_loEff | 0 |  |  |  | #VALUE! | #VALUE!
ng_gt | ng | efficiency | master_heatrate | hiEff | 0 | ng_gt_hiEff | 2 | 0.308 | 0.154 | 7.6394 | 0.154 | 0.308
ng_gt | ng | efficiency | master_heatrate | avgEff | 10 | ng_gt_avgEff | 3 | 0.327 | 0.109 | 12.5241 | 0.109 | 0.327
ng_gt | ng | efficiency | master_heatrate | loEff | 13 | ng_gt_loEff | 4 | 0.3552 | 0.0888 | 13.6334 | 0.0888 | 0.3552
ng_st | ng | efficiency | master_heatrate | hiEff | 0 | ng_st_hiEff | 0 |  |  |  | #VALUE! | #VALUE!
ng_st | ng | efficiency | master_heatrate | avgEff | 11.5 | ng_st_avgEff | 0 |  |  |  | #VALUE! | #VALUE!
ng_st | ng | efficiency | master_heatrate | loEff | 13 | ng_st_loEff | 0 |  |  |  | #VALUE! | #VALUE!
u235_st | u235 | efficiency | master_cap |  | 0 | u235_st | 0 |  |  |  | #VALUE! | #VALUE!
wind | wind | efficiency | master_cap |  | 0 | wind | 1 | 0.5 | 0.5 | 1 | 0.5 | 0.5
coal_lig_st | coal_lig | size | master_cap | small | 0 | coal_lig_st_small | 0 |  |  |  | #VALUE! | #VALUE!
coal_lig_st | coal_lig | size | master_cap | med | 0.5 | coal_lig_st_med | 0 |  |  |  | #VALUE! | #VALUE!
coal_lig_st | coal_lig | size | master_cap | large | 0.65 | coal_lig_st_large | 0 |  |  |  | #VALUE! | #VALUE!
coal_sub_st | coal_sub | size | master_cap | small | 0 | coal_sub_st_small | 1 | 0.46 | 0.46 | 10.6789 | 0.46 | 0.46
coal_sub_st | coal_sub | size | master_cap | med | 0.5 | coal_sub_st_med | 3 | 1.8304 | 0.61013 | 10.4998 | 0.61013 | 1.8304
coal_sub_st | coal_sub | size | master_cap | large | 0.65 | coal_sub_st_large | 0 |  |  |  | #VALUE! | #VALUE!
ng_cc | ng | size | master_cap | small | 0 | ng_cc_small | 2 | 0.5562 | 0.2781 | 7.3856 | 0.2781 | 0.5562
ng_cc | ng | size | master_cap | med | 0.3 | ng_cc_med | 3 | 1.467 | 0.489 | 7.5074 | 0.489 | 1.467
ng_cc | ng | size | master_cap | large | 0.6 | ng_cc_large | 2 | 1.4034 | 0.7017 | 7.6604 | 0.7017 | 1.4034
ng_gt | ng | size | master_cap | small | 0 | ng_gt_small | 0 |  |  |  | #VALUE! | #VALUE!
ng_gt | ng | size | master_cap | med | 0.075 | ng_gt_med | 5 | 0.4446 | 0.08892 | 13.3345 | 0.08892 | 0.4446
ng_gt | ng | size | master_cap | large | 0.1 | ng_gt_large | 4 | 0.5456 | 0.1364 | 9.8285 | 0.1364 | 0.5456
ng_st | ng | size | master_cap | small | 0 | ng_st_small | 0 |  |  |  | #VALUE! | #VALUE!
ng_st | ng | size | master_cap | med | 0.15 | ng_st_med | 0 |  |  |  | #VALUE! | #VALUE!
ng_st | ng | size | master_cap | large | 0.3 | ng_st_large | 0 |  |  |  | #VALUE! | #VALUE!
u235_st | u235 | size | master_cap |  | 0 | u235_st | 0 |  |  |  | #VALUE! | #VALUE!
wind | wind | size | master_cap |  | 0 | wind | 1 | 0.5 | 0.5 | 1 | 0.5 | 0.5
Insert Spacer. Keep Blank line above for sorting

## Gen Sep Export
Col Name | Generator Unit Name (Plant & unit ID) | Generator Unit Name (Plant & unit ID) | Type Code | Capacity (GW) | Capacity (GW) | Fuel (Name from Fuels tab) | eGrid Heatrate for PLANT (not gen specific) MMBTU/MWh | Capacity (GW) | [5 empty] | Year on-line | Mixed Plant?
Col | 1 | 1 | 5 | 2 | 2 | 3 | 6 | 2 | [5 empty] | 7 | 21
Check | Generator Unit Name (Plant & unit ID) | Generator Unit Name (Plant & unit ID) | Type Code | Capacity (GW) | Capacity (GW) | Fuel (Name from Fuels tab) | eGrid Heatrate for PLANT (not gen specific) MMBTU/MWh | Capacity (GW) | [5 empty] | Year On-line | Mixed Plant?
|  | Number of Units | 21
[11 empty] | age | size | efficiency | <-- Cluster category
[11 empty] | 3 | 6 | 9 | <-- Cluster Param Column
[11 empty] | 3 | 3 | 3 | <-- Cluster # in category
row offset | valid |  | type | cap_cur | cap_max | fuel | heatrate | gen_size | extended_type | use_cluster | age_clust | size_clust | efficiency_clust | first_yr | mixed plant | Cluster Param Row
|  | * | [code] | [GW] | [GW] | [name] | [MBTU/MWh] | [GW] | [code] | [T/F] | [code] | [code] | [code] | [YYYY] | [Y/N]
1 | OK | Arthur_Von_Rosenberg_Combined | ng_cc | 0.55 | 0.55 | ng | 7.4991 | 0.55 | ng_cc_midAge_med_hiEff | TRUE | midAge | med | hiEff | 2000 |  | 4
2 | N | - | - | - | - | - | - | - | #N/A | #N/A | #N/A | #N/A | #N/A | - | - | #N/A
3 | N | - | - | - | - | - | - | - | #N/A | #N/A | #N/A | #N/A | #N/A | - | - | #N/A
4 | OK | Bastrop_Combined | ng_cc | 0.7278 | 0.7278 | ng | 7.8449 | 0.7278 | ng_cc_midAge_med_avgEff | TRUE | midAge | med | avgEff | 2002 |  | 4
5 | N | - | - | - | - | - | - | - | #N/A | #N/A | #N/A | #N/A | #N/A | - | - | #N/A
6 | N | - | - | - | - | - | - | - | #N/A | #N/A | #N/A | #N/A | #N/A | - | - | #N/A
7 | OK | Bosque_County_Peaking_GT_1 | ng_gt | 0.154 | 0.154 | ng | 7.6394 | 0.154 | ng_gt_midAge_med_hiEff | TRUE | midAge | med | hiEff | 1980 | Y | 5
8 | OK | Bosque_County_Peaking_GT_2 | ng_gt | 0.154 | 0.154 | ng | 7.6394 | 0.154 | ng_gt_midAge_med_hiEff | TRUE | midAge | med | hiEff | 2000 | Y | 5
9 | OK | Bosque_County_Peaking_Units3to5_Combined | ng_cc | 0.499 | 0.499 | ng | 7.6394 | 0.499 | ng_cc_midAge_med_avgEff | TRUE | midAge | med | avgEff | 2001 |  | 4
10 | OK | Brazoz_Valley_Generating_Facility_Combined | ng_cc | 0.6756 | 0.6756 | ng | 7.4617 | 0.6756 | ng_cc_midAge_med_hiEff | TRUE | midAge | med | hiEff | 2003 |  | 4
11 | N | - | - | - | - | - | - | - | #N/A | #N/A | #N/A | #N/A | #N/A | - | - | #N/A
12 | N | - | - | - | - | - | - | - | #N/A | #N/A | #N/A | #N/A | #N/A | - | - | #N/A
13 | N | - | - | - | - | - | - | - | #N/A | #N/A | #N/A | #N/A | #N/A | - | - | #N/A
14 | OK | Coleto_Creek_1 | coal_sub_st | 0.6004 | 0.6004 | coal_sub | 10.1328 | 0.6004 | coal_sub_st_midAge_med_hiEff | TRUE | midAge | med | hiEff | 1980 | N | 3
15 | OK | Colorado_Bend_Energy_Center_Combined_1 | ng_cc | 0.2781 | 0.2781 | ng | 7.3856 | 0.2781 | ng_cc_midAge_small_hiEff | TRUE | midAge | small | hiEff | 2007 |  | 4
16 | OK | Colorado_Bend_Energy_Center_Combined_2 | ng_cc | 0.2781 | 0.2781 | ng | 7.3856 | 0.2781 | ng_cc_midAge_small_hiEff | TRUE | midAge | small | hiEff | 2008 |  | 4
17 | N | - | - | - | - | - | - | - | #N/A | #N/A | #N/A | #N/A | #N/A | - | - | #N/A
18 | N | - | - | - | - | - | - | - | #N/A | #N/A | #N/A | #N/A | #N/A | - | - | #N/A
19 | N | - | - | - | - | - | - | - | #N/A | #N/A | #N/A | #N/A | #N/A | - | - | #N/A
20 | N | - | - | - | - | - | - | - | #N/A | #N/A | #N/A | #N/A | #N/A | - | - | #N/A
21 | N | - | - | - | - | - | - | - | #N/A | #N/A | #N/A | #N/A | #N/A | - | - | #N/A
22 | N | - | - | - | - | - | - | - | #N/A | #N/A | #N/A | #N/A | #N/A | - | - | #N/A
23 | N | - | - | - | - | - | - | - | #N/A | #N/A | #N/A | #N/A | #N/A | - | - | #N/A
24 | N | - | - | - | - | - | - | - | #N/A | #N/A | #N/A | #N/A | #N/A | - | - | #N/A
25 | N | - | - | - | - | - | - | - | #N/A | #N/A | #N/A | #N/A | #N/A | - | - | #N/A
26 | N | - | - | - | - | - | - | - | #N/A | #N/A | #N/A | #N/A | #N/A | - | - | #N/A
27 | N | - | - | - | - | - | - | - | #N/A | #N/A | #N/A | #N/A | #N/A | - | - | #N/A
28 | N | - | - | - | - | - | - | - | #N/A | #N/A | #N/A | #N/A | #N/A | - | - | #N/A
29 | N | - | - | - | - | - | - | - | #N/A | #N/A | #N/A | #N/A | #N/A | - | - | #N/A
30 | OK | DeCordova_Steam_Electric_Station_CT4 | ng_gt | 0.0894 | 0.0894 | ng | 12.1467 | 0.0894 | ng_gt_midAge_med_avgEff | TRUE | midAge | med | avgEff | 1990 | Y | 5
31 | OK | Ennis_Power_Company_Combined | ng_cc | 0.418 | 0.418 | ng | 7.3607 | 0.418 | ng_cc_midAge_med_hiEff | TRUE | midAge | med | hiEff | 2002 |  | 4
32 | N | - | - | - | - | - | - | - | #N/A | #N/A | #N/A | #N/A | #N/A | - | - | #N/A
33 | N | - | - | - | - | - | - | - | #N/A | #N/A | #N/A | #N/A | #N/A | - | - | #N/A
34 | N | - | - | - | - | - | - | - | #N/A | #N/A | #N/A | #N/A | #N/A | - | - | #N/A
35 | N | - | - | - | - | - | - | - | #N/A | #N/A | #N/A | #N/A | #N/A | - | - | #N/A
36 | OK | Fayette_Power_Project_1 | coal_sub_st | 0.615 | 0.615 | coal_sub | 10.6789 | 0.615 | coal_sub_st_old_med_avgEff | TRUE | old | med | avgEff | 1979 | N | 3
37 | OK | Fayette_Power_Project_2 | coal_sub_st | 0.615 | 0.615 | coal_sub | 10.6789 | 0.615 | coal_sub_st_midAge_med_avgEff | TRUE | midAge | med | avgEff | 1980 | N | 3
38 | OK | Fayette_Power_Project_3 | coal_sub_st | 0.46 | 0.46 | coal_sub | 10.6789 | 0.46 | coal_sub_st_midAge_small_avgEff | TRUE | midAge | small | avgEff | 1988 | N | 3
39 | N | - | - | - | - | - | - | - | #N/A | #N/A | #N/A | #N/A | #N/A | - | - | #N/A
40 | N | - | - | - | - | - | - | - | #N/A | #N/A | #N/A | #N/A | #N/A | - | - | #N/A
41 | N | - | - | - | - | - | - | - | #N/A | #N/A | #N/A | #N/A | #N/A | - | - | #N/A
42 | N | - | - | - | - | - | - | - | #N/A | #N/A | #N/A | #N/A | #N/A | - | - | #N/A
43 | N | - | - | - | - | - | - | - | #N/A | #N/A | #N/A | #N/A | #N/A | - | - | #N/A
44 | N | - | - | - | - | - | - | - | #N/A | #N/A | #N/A | #N/A | #N/A | - | - | #N/A
45 | N | - | - | - | - | - | - | - | #N/A | #N/A | #N/A | #N/A | #N/A | - | - | #N/A
46 | N | - | - | - | - | - | - | - | #N/A | #N/A | #N/A | #N/A | #N/A | - | - | #N/A
47 | N | - | - | - | - | - | - | - | #N/A | #N/A | #N/A | #N/A | #N/A | - | - | #N/A
48 | N | - | - | - | - | - | - | - | #N/A | #N/A | #N/A | #N/A | #N/A | - | - | #N/A
49 | N | - | - | - | - | - | - | - | #N/A | #N/A | #N/A | #N/A | #N/A | - | - | #N/A
50 | N | - | - | - | - | - | - | - | #N/A | #N/A | #N/A | #N/A | #N/A | - | - | #N/A
51 | N | - | - | - | - | - | - | - | #N/A | #N/A | #N/A | #N/A | #N/A | - | - | #N/A
52 | N | - | - | - | - | - | - | - | #N/A | #N/A | #N/A | #N/A | #N/A | - | - | #N/A
53 | N | - | - | - | - | - | - | - | #N/A | #N/A | #N/A | #N/A | #N/A | - | - | #N/A
54 | N | - | - | - | - | - | - | - | #N/A | #N/A | #N/A | #N/A | #N/A | - | - | #N/A
55 | N | - | - | - | - | - | - | - | #N/A | #N/A | #N/A | #N/A | #N/A | - | - | #N/A
56 | N | - | - | - | - | - | - | - | #N/A | #N/A | #N/A | #N/A | #N/A | - | - | #N/A
57 | N | - | - | - | - | - | - | - | #N/A | #N/A | #N/A | #N/A | #N/A | - | - | #N/A
58 | N | - | - | - | - | - | - | - | #N/A | #N/A | #N/A | #N/A | #N/A | - | - | #N/A
59 | N | - | - | - | - | - | - | - | #N/A | #N/A | #N/A | #N/A | #N/A | - | - | #N/A
60 | N | - | - | - | - | - | - | - | #N/A | #N/A | #N/A | #N/A | #N/A | - | - | #N/A
61 | N | - | - | - | - | - | - | - | #N/A | #N/A | #N/A | #N/A | #N/A | - | - | #N/A
62 | N | - | - | - | - | - | - | - | #N/A | #N/A | #N/A | #N/A | #N/A | - | - | #N/A
63 | N | - | - | - | - | - | - | - | #N/A | #N/A | #N/A | #N/A | #N/A | - | - | #N/A
64 | N | - | - | - | - | - | - | - | #N/A | #N/A | #N/A | #N/A | #N/A | - | - | #N/A
65 | N | - | - | - | - | - | - | - | #N/A | #N/A | #N/A | #N/A | #N/A | - | - | #N/A
66 | N | - | - | - | - | - | - | - | #N/A | #N/A | #N/A | #N/A | #N/A | - | - | #N/A
67 | N | - | - | - | - | - | - | - | #N/A | #N/A | #N/A | #N/A | #N/A | - | - | #N/A
68 | N | - | - | - | - | - | - | - | #N/A | #N/A | #N/A | #N/A | #N/A | - | - | #N/A
69 | N | - | - | - | - | - | - | - | #N/A | #N/A | #N/A | #N/A | #N/A | - | - | #N/A
70 | N | - | - | - | - | - | - | - | #N/A | #N/A | #N/A | #N/A | #N/A | - | - | #N/A
71 | N | - | - | - | - | - | - | - | #N/A | #N/A | #N/A | #N/A | #N/A | - | - | #N/A
72 | N | - | - | - | - | - | - | - | #N/A | #N/A | #N/A | #N/A | #N/A | - | - | #N/A
73 | N | - | - | - | - | - | - | - | #N/A | #N/A | #N/A | #N/A | #N/A | - | - | #N/A
74 | N | - | - | - | - | - | - | - | #N/A | #N/A | #N/A | #N/A | #N/A | - | - | #N/A
75 | N | - | - | - | - | - | - | - | #N/A | #N/A | #N/A | #N/A | #N/A | - | - | #N/A
76 | N | - | - | - | - | - | - | - | #N/A | #N/A | #N/A | #N/A | #N/A | - | - | #N/A
77 | N | - | - | - | - | - | - | - | #N/A | #N/A | #N/A | #N/A | #N/A | - | - | #N/A
78 | N | - | - | - | - | - | - | - | #N/A | #N/A | #N/A | #N/A | #N/A | - | - | #N/A
79 | N | - | - | - | - | - | - | - | #N/A | #N/A | #N/A | #N/A | #N/A | - | - | #N/A
80 | N | - | - | - | - | - | - | - | #N/A | #N/A | #N/A | #N/A | #N/A | - | - | #N/A
81 | N | - | - | - | - | - | - | - | #N/A | #N/A | #N/A | #N/A | #N/A | - | - | #N/A
82 | N | - | - | - | - | - | - | - | #N/A | #N/A | #N/A | #N/A | #N/A | - | - | #N/A
83 | N | - | - | - | - | - | - | - | #N/A | #N/A | #N/A | #N/A | #N/A | - | - | #N/A
84 | N | - | - | - | - | - | - | - | #N/A | #N/A | #N/A | #N/A | #N/A | - | - | #N/A
85 | N | - | - | - | - | - | - | - | #N/A | #N/A | #N/A | #N/A | #N/A | - | - | #N/A
86 | N | - | - | - | - | - | - | - | #N/A | #N/A | #N/A | #N/A | #N/A | - | - | #N/A
87 | N | - | - | - | - | - | - | - | #N/A | #N/A | #N/A | #N/A | #N/A | - | - | #N/A
88 | N | - | - | - | - | - | - | - | #N/A | #N/A | #N/A | #N/A | #N/A | - | - | #N/A
89 | N | - | - | - | - | - | - | - | #N/A | #N/A | #N/A | #N/A | #N/A | - | - | #N/A
90 | N | - | - | - | - | - | - | - | #N/A | #N/A | #N/A | #N/A | #N/A | - | - | #N/A
91 | N | - | - | - | - | - | - | - | #N/A | #N/A | #N/A | #N/A | #N/A | - | - | #N/A
92 | N | - | - | - | - | - | - | - | #N/A | #N/A | #N/A | #N/A | #N/A | - | - | #N/A
93 | N | - | - | - | - | - | - | - | #N/A | #N/A | #N/A | #N/A | #N/A | - | - | #N/A
94 | N | - | - | - | - | - | - | - | #N/A | #N/A | #N/A | #N/A | #N/A | - | - | #N/A
95 | N | - | - | - | - | - | - | - | #N/A | #N/A | #N/A | #N/A | #N/A | - | - | #N/A
96 | N | - | - | - | - | - | - | - | #N/A | #N/A | #N/A | #N/A | #N/A | - | - | #N/A
97 | N | - | - | - | - | - | - | - | #N/A | #N/A | #N/A | #N/A | #N/A | - | - | #N/A
98 | N | - | - | - | - | - | - | - | #N/A | #N/A | #N/A | #N/A | #N/A | - | - | #N/A
99 | N | - | - | - | - | - | - | - | #N/A | #N/A | #N/A | #N/A | #N/A | - | - | #N/A
100 | N | - | - | - | - | - | - | - | #N/A | #N/A | #N/A | #N/A | #N/A | - | - | #N/A
101 | N | - | - | - | - | - | - | - | #N/A | #N/A | #N/A | #N/A | #N/A | - | - | #N/A
102 | N | - | - | - | - | - | - | - | #N/A | #N/A | #N/A | #N/A | #N/A | - | - | #N/A
103 | N | - | - | - | - | - | - | - | #N/A | #N/A | #N/A | #N/A | #N/A | - | - | #N/A
104 | N | - | - | - | - | - | - | - | #N/A | #N/A | #N/A | #N/A | #N/A | - | - | #N/A
105 | N | - | - | - | - | - | - | - | #N/A | #N/A | #N/A | #N/A | #N/A | - | - | #N/A
106 | N | - | - | - | - | - | - | - | #N/A | #N/A | #N/A | #N/A | #N/A | - | - | #N/A
107 | N | - | - | - | - | - | - | - | #N/A | #N/A | #N/A | #N/A | #N/A | - | - | #N/A
108 | N | - | - | - | - | - | - | - | #N/A | #N/A | #N/A | #N/A | #N/A | - | - | #N/A
109 | N | - | - | - | - | - | - | - | #N/A | #N/A | #N/A | #N/A | #N/A | - | - | #N/A
110 | N | - | - | - | - | - | - | - | #N/A | #N/A | #N/A | #N/A | #N/A | - | - | #N/A
111 | N | - | - | - | - | - | - | - | #N/A | #N/A | #N/A | #N/A | #N/A | - | - | #N/A
112 | N | - | - | - | - | - | - | - | #N/A | #N/A | #N/A | #N/A | #N/A | - | - | #N/A
113 | N | - | - | - | - | - | - | - | #N/A | #N/A | #N/A | #N/A | #N/A | - | - | #N/A
114 | N | - | - | - | - | - | - | - | #N/A | #N/A | #N/A | #N/A | #N/A | - | - | #N/A
115 | N | - | - | - | - | - | - | - | #N/A | #N/A | #N/A | #N/A | #N/A | - | - | #N/A
116 | N | - | - | - | - | - | - | - | #N/A | #N/A | #N/A | #N/A | #N/A | - | - | #N/A
117 | N | - | - | - | - | - | - | - | #N/A | #N/A | #N/A | #N/A | #N/A | - | - | #N/A
118 | N | - | - | - | - | - | - | - | #N/A | #N/A | #N/A | #N/A | #N/A | - | - | #N/A
119 | N | - | - | - | - | - | - | - | #N/A | #N/A | #N/A | #N/A | #N/A | - | - | #N/A
120 | N | - | - | - | - | - | - | - | #N/A | #N/A | #N/A | #N/A | #N/A | - | - | #N/A
121 | N | - | - | - | - | - | - | - | #N/A | #N/A | #N/A | #N/A | #N/A | - | - | #N/A
122 | N | - | - | - | - | - | - | - | #N/A | #N/A | #N/A | #N/A | #N/A | - | - | #N/A
123 | N | - | - | - | - | - | - | - | #N/A | #N/A | #N/A | #N/A | #N/A | - | - | #N/A
124 | N | - | - | - | - | - | - | - | #N/A | #N/A | #N/A | #N/A | #N/A | - | - | #N/A
125 | N | - | - | - | - | - | - | - | #N/A | #N/A | #N/A | #N/A | #N/A | - | - | #N/A
126 | N | - | - | - | - | - | - | - | #N/A | #N/A | #N/A | #N/A | #N/A | - | - | #N/A
127 | N | - | - | - | - | - | - | - | #N/A | #N/A | #N/A | #N/A | #N/A | - | - | #N/A
128 | N | - | - | - | - | - | - | - | #N/A | #N/A | #N/A | #N/A | #N/A | - | - | #N/A
129 | OK | Permian_Basin_CT2 | ng_gt | 0.0894 | 0.0894 | ng | 13.7497 | 0.0894 | ng_gt_midAge_med_avgEff | TRUE | midAge | med | avgEff | 1988 | Y | 5
130 | OK | Permian_Basin_CT3 | ng_gt | 0.0894 | 0.0894 | ng | 13.7497 | 0.0894 | ng_gt_midAge_med_avgEff | TRUE | midAge | med | avgEff | 1988 | Y | 5
131 | N | - | - | - | - | - | - | - | #N/A | #N/A | #N/A | #N/A | #N/A | - | - | #N/A
132 | N | - | - | - | - | - | - | - | #N/A | #N/A | #N/A | #N/A | #N/A | - | - | #N/A
133 | N | - | - | - | - | - | - | - | #N/A | #N/A | #N/A | #N/A | #N/A | - | - | #N/A
134 | N | - | - | - | - | - | - | - | #N/A | #N/A | #N/A | #N/A | #N/A | - | - | #N/A
135 | N | - | - | - | - | - | - | - | #N/A | #N/A | #N/A | #N/A | #N/A | - | - | #N/A
136 | N | - | - | - | - | - | - | - | #N/A | #N/A | #N/A | #N/A | #N/A | - | - | #N/A
137 | N | - | - | - | - | - | - | - | #N/A | #N/A | #N/A | #N/A | #N/A | - | - | #N/A
138 | OK | R_W_Miller_4 | ng_gt | 0.1188 | 0.1188 | ng | 12.6661 | 0.1188 | ng_gt_midAge_med_avgEff | TRUE | midAge | med | avgEff | 1994 | Y | 5
139 | OK | R_W_Miller_5 | ng_gt | 0.1188 | 0.1188 | ng | 12.6661 | 0.1188 | ng_gt_midAge_med_avgEff | TRUE | midAge | med | avgEff | 1994 | Y | 5
140 | N | - | - | - | - | - | - | - | #N/A | #N/A | #N/A | #N/A | #N/A | - | - | #N/A
141 | N | - | - | - | - | - | - | - | #N/A | #N/A | #N/A | #N/A | #N/A | - | - | #N/A
142 | N | - | - | - | - | - | - | - | #N/A | #N/A | #N/A | #N/A | #N/A | - | - | #N/A
143 | N | - | - | - | - | - | - | - | #N/A | #N/A | #N/A | #N/A | #N/A | - | - | #N/A
144 | N | - | - | - | - | - | - | - | #N/A | #N/A | #N/A | #N/A | #N/A | - | - | #N/A
145 | N | - | - | - | - | - | - | - | #N/A | #N/A | #N/A | #N/A | #N/A | - | - | #N/A
146 | N | - | - | - | - | - | - | - | #N/A | #N/A | #N/A | #N/A | #N/A | - | - | #N/A
147 | N | - | - | - | - | - | - | - | #N/A | #N/A | #N/A | #N/A | #N/A | - | - | #N/A
148 | N | - | - | - | - | - | - | - | #N/A | #N/A | #N/A | #N/A | #N/A | - | - | #N/A
149 | N | - | - | - | - | - | - | - | #N/A | #N/A | #N/A | #N/A | #N/A | - | - | #N/A
150 | OK | San_Jacinto_Steam_Electric_Station_1 | ng_gt | 0.0882 | 0.0882 | ng | 13.5155 | 0.0882 | ng_gt_midAge_med_avgEff | TRUE | midAge | med | avgEff | 1995 | N | 5
151 | OK | San_Jacinto_Steam_Electric_Station_2 | ng_gt | 0.0882 | 0.0882 | ng | 13.5155 | 0.0882 | ng_gt_midAge_med_avgEff | TRUE | midAge | med | avgEff | 1995 | N | 5
152 | N | - | - | - | - | - | - | - | #N/A | #N/A | #N/A | #N/A | #N/A | - | - | #N/A
153 | N | - | - | - | - | - | - | - | #N/A | #N/A | #N/A | #N/A | #N/A | - | - | #N/A
154 | N | - | - | - | - | - | - | - | #N/A | #N/A | #N/A | #N/A | #N/A | - | - | #N/A
155 | N | - | - | - | - | - | - | - | #N/A | #N/A | #N/A | #N/A | #N/A | - | - | #N/A
156 | N | - | - | - | - | - | - | - | #N/A | #N/A | #N/A | #N/A | #N/A | - | - | #N/A
157 | N | - | - | - | - | - | - | - | #N/A | #N/A | #N/A | #N/A | #N/A | - | - | #N/A
158 | N | - | - | - | - | - | - | - | #N/A | #N/A | #N/A | #N/A | #N/A | - | - | #N/A
159 | N | - | - | - | - | - | - | - | #N/A | #N/A | #N/A | #N/A | #N/A | - | - | #N/A
160 | N | - | - | - | - | - | - | - | #N/A | #N/A | #N/A | #N/A | #N/A | - | - | #N/A
161 | N | - | - | - | - | - | - | - | #N/A | #N/A | #N/A | #N/A | #N/A | - | - | #N/A
162 | N | - | - | - | - | - | - | - | #N/A | #N/A | #N/A | #N/A | #N/A | - | - | #N/A
163 | N | - | - | - | - | - | - | - | #N/A | #N/A | #N/A | #N/A | #N/A | - | - | #N/A
164 | N | - | - | - | - | - | - | - | #N/A | #N/A | #N/A | #N/A | #N/A | - | - | #N/A
165 | N | - | - | - | - | - | - | - | #N/A | #N/A | #N/A | #N/A | #N/A | - | - | #N/A
166 | N | - | - | - | - | - | - | - | #N/A | #N/A | #N/A | #N/A | #N/A | - | - | #N/A
167 | N | - | - | - | - | - | - | - | #N/A | #N/A | #N/A | #N/A | #N/A | - | - | #N/A
168 | N | - | - | - | - | - | - | - | #N/A | #N/A | #N/A | #N/A | #N/A | - | - | #N/A
169 | N | - | - | - | - | - | - | - | #N/A | #N/A | #N/A | #N/A | #N/A | - | - | #N/A
170 | N | - | - | - | - | - | - | - | #N/A | #N/A | #N/A | #N/A | #N/A | - | - | #N/A
171 | N | - | - | - | - | - | - | - | #N/A | #N/A | #N/A | #N/A | #N/A | - | - | #N/A
172 | N | - | - | - | - | - | - | - | #N/A | #N/A | #N/A | #N/A | #N/A | - | - | #N/A
173 | N | - | - | - | - | - | - | - | #N/A | #N/A | #N/A | #N/A | #N/A | - | - | #N/A
174 | N | - | - | - | - | - | - | - | #N/A | #N/A | #N/A | #N/A | #N/A | - | - | #N/A
175 | N | - | - | - | - | - | - | - | #N/A | #N/A | #N/A | #N/A | #N/A | - | - | #N/A
176 | N | - | - | - | - | - | - | - | #N/A | #N/A | #N/A | #N/A | #N/A | - | - | #N/A
177 | N | - | - | - | - | - | - | - | #N/A | #N/A | #N/A | #N/A | #N/A | - | - | #N/A
178 | N | - | - | - | - | - | - | - | #N/A | #N/A | #N/A | #N/A | #N/A | - | - | #N/A
179 | N | - | - | - | - | - | - | - | #N/A | #N/A | #N/A | #N/A | #N/A | - | - | #N/A
180 | N | - | - | - | - | - | - | - | #N/A | #N/A | #N/A | #N/A | #N/A | - | - | #N/A
181 | N | - | - | - | - | - | - | - | #N/A | #N/A | #N/A | #N/A | #N/A | - | - | #N/A
182 | N | - | - | - | - | - | - | - | #N/A | #N/A | #N/A | #N/A | #N/A | - | - | #N/A
183 | N | - | - | - | - | - | - | - | #N/A | #N/A | #N/A | #N/A | #N/A | - | - | #N/A
184 | N | - | - | - | - | - | - | - | #N/A | #N/A | #N/A | #N/A | #N/A | - | - | #N/A
185 | N | - | - | - | - | - | - | - | #N/A | #N/A | #N/A | #N/A | #N/A | - | - | #N/A
186 | N | - | - | - | - | - | - | - | #N/A | #N/A | #N/A | #N/A | #N/A | - | - | #N/A
187 | N | - | - | - | - | - | - | - | #N/A | #N/A | #N/A | #N/A | #N/A | - | - | #N/A
188 | N | - | - | - | - | - | - | - | #N/A | #N/A | #N/A | #N/A | #N/A | - | - | #N/A
189 | N | - | - | - | - | - | - | - | #N/A | #N/A | #N/A | #N/A | #N/A | - | - | #N/A
190 | N | - | - | - | - | - | - | - | #N/A | #N/A | #N/A | #N/A | #N/A | - | - | #N/A
191 | N | - | - | - | - | - | - | - | #N/A | #N/A | #N/A | #N/A | #N/A | - | - | #N/A
192 | N | - | - | - | - | - | - | - | #N/A | #N/A | #N/A | #N/A | #N/A | - | - | #N/A
193 | N | - | - | - | - | - | - | - | #N/A | #N/A | #N/A | #N/A | #N/A | - | - | #N/A
194 | N | - | - | - | - | - | - | - | #N/A | #N/A | #N/A | #N/A | #N/A | - | - | #N/A
195 | N | - | - | - | - | - | - | - | #N/A | #N/A | #N/A | #N/A | #N/A | - | - | #N/A
196 | N | - | - | - | - | - | - | - | #N/A | #N/A | #N/A | #N/A | #N/A | - | - | #N/A
197 | N | - | - | - | - | - | - | - | #N/A | #N/A | #N/A | #N/A | #N/A | - | - | #N/A
198 | N | - | - | - | - | - | - | - | #N/A | #N/A | #N/A | #N/A | #N/A | - | - | #N/A
199 | N | - | - | - | - | - | - | - | #N/A | #N/A | #N/A | #N/A | #N/A | - | - | #N/A
200 | N | - | - | - | - | - | - | - | #N/A | #N/A | #N/A | #N/A | #N/A | - | - | #N/A
201 | N | - | - | - | - | - | - | - | #N/A | #N/A | #N/A | #N/A | #N/A | - | - | #N/A
202 | N | - | - | - | - | - | - | - | #N/A | #N/A | #N/A | #N/A | #N/A | - | - | #N/A
203 | OK | wind | wind | 0.5 | 0.5 | wind | 1 | 0.5 | wind | FALSE | - | - | - | 2007 |  | 8
204 | N | - | - | - | - | - | - | - | #N/A | #N/A | #N/A | #N/A | #N/A | - | - | #N/A
205 | N | - | - | - | - | - | - | - | #N/A | #N/A | #N/A | #N/A | #N/A | - | - | #N/A
206 | N | - | - | - | - | - | - | - | #N/A | #N/A | #N/A | #N/A | #N/A | - | - | #N/A
207 | N | - | - | - | - | - | - | - | #N/A | #N/A | #N/A | #N/A | #N/A | - | - | #N/A
208 | N | - | - | - | - | - | - | - | #N/A | #N/A | #N/A | #N/A | #N/A | - | - | #N/A
209 | N | - | - | - | - | - | - | - | #N/A | #N/A | #N/A | #N/A | #N/A | - | - | #N/A
210 | N | - | - | - | - | - | - | - | #N/A | #N/A | #N/A | #N/A | #N/A | - | - | #N/A
211 | N | - | - | - | - | - | - | - | #N/A | #N/A | #N/A | #N/A | #N/A | - | - | #N/A
212 | N | - | - | - | - | - | - | - | #N/A | #N/A | #N/A | #N/A | #N/A | - | - | #N/A
213 | N | - | - | - | - | - | - | - | #N/A | #N/A | #N/A | #N/A | #N/A | - | - | #N/A
214 | N | - | - | - | - | - | - | - | #N/A | #N/A | #N/A | #N/A | #N/A | - | - | #N/A
215 | N | - | - | - | - | - | - | - | #N/A | #N/A | #N/A | #N/A | #N/A | - | - | #N/A
216 | N | - | - | - | - | - | - | - | #N/A | #N/A | #N/A | #N/A | #N/A | - | - | #N/A
217 | N | - | - | - | - | - | - | - | #N/A | #N/A | #N/A | #N/A | #N/A | - | - | #N/A
218 | N | - | - | - | - | - | - | - | #N/A | #N/A | #N/A | #N/A | #N/A | - | - | #N/A
219 | N | - | - | - | - | - | - | - | #N/A | #N/A | #N/A | #N/A | #N/A | - | - | #N/A
220 | N | - | - | - | - | - | - | - | #N/A | #N/A | #N/A | #N/A | #N/A | - | - | #N/A
221 | N | - | - | - | - | - | - | - | #N/A | #N/A | #N/A | #N/A | #N/A | - | - | #N/A
222 | N | - | - | - | - | - | - | - | #N/A | #N/A | #N/A | #N/A | #N/A | - | - | #N/A
223 | N | - | - | - | - | - | - | - | #N/A | #N/A | #N/A | #N/A | #N/A | - | - | #N/A
224 | N | - | - | - | - | - | - | - | #N/A | #N/A | #N/A | #N/A | #N/A | - | - | #N/A
225 | N | - | - | - | - | - | - | - | #N/A | #N/A | #N/A | #N/A | #N/A | - | - | #N/A
226 | N | - | - | - | - | - | - | - | #N/A | #N/A | #N/A | #N/A | #N/A | - | - | #N/A
227 | N | - | - | - | - | - | - | - | #N/A | #N/A | #N/A | #N/A | #N/A | - | - | #N/A
228 | N | - | - | - | - | - | - | - | #N/A | #N/A | #N/A | #N/A | #N/A | - | - | #N/A
229 | N | - | - | - | - | - | - | - | #N/A | #N/A | #N/A | #N/A | #N/A | - | - | #N/A
230 | N | - | - | - | - | - | - | - | #N/A | #N/A | #N/A | #N/A | #N/A | - | - | #N/A
231 | N | - | - | - | - | - | - | - | #N/A | #N/A | #N/A | #N/A | #N/A | - | - | #N/A
232 | N | - | - | - | - | - | - | - | #N/A | #N/A | #N/A | #N/A | #N/A | - | - | #N/A
233 | N | - | - | - | - | - | - | - | #N/A | #N/A | #N/A | #N/A | #N/A | - | - | #N/A
234 | N | - | - | - | - | - | - | - | #N/A | #N/A | #N/A | #N/A | #N/A | - | - | #N/A
235 | N | - | - | - | - | - | - | - | #N/A | #N/A | #N/A | #N/A | #N/A | - | - | #N/A
236 | N | - | - | - | - | - | - | - | #N/A | #N/A | #N/A | #N/A | #N/A | - | - | #N/A
237 | N | - | - | - | - | - | - | - | #N/A | #N/A | #N/A | #N/A | #N/A | - | - | #N/A
238 | N | - | - | - | - | - | - | - | #N/A | #N/A | #N/A | #N/A | #N/A | - | - | #N/A
239 | N | - | - | - | - | - | - | - | #N/A | #N/A | #N/A | #N/A | #N/A | - | - | #N/A
240 | N | - | - | - | - | - | - | - | #N/A | #N/A | #N/A | #N/A | #N/A | - | - | #N/A
241 | N | - | - | - | - | - | - | - | #N/A | #N/A | #N/A | #N/A | #N/A | - | - | #N/A
242 | N | - | - | - | - | - | - | - | #N/A | #N/A | #N/A | #N/A | #N/A | - | - | #N/A
243 | N | - | - | - | - | - | - | - | #N/A | #N/A | #N/A | #N/A | #N/A | - | - | #N/A
244 | N | - | - | - | - | - | - | - | #N/A | #N/A | #N/A | #N/A | #N/A | - | - | #N/A
245 | N | - | - | - | - | - | - | - | #N/A | #N/A | #N/A | #N/A | #N/A | - | - | #N/A
246 | N | - | - | - | - | - | - | - | #N/A | #N/A | #N/A | #N/A | #N/A | - | - | #N/A
247 | N | - | - | - | - | - | - | - | #N/A | #N/A | #N/A | #N/A | #N/A | - | - | #N/A
248 | N | - | - | - | - | - | - | - | #N/A | #N/A | #N/A | #N/A | #N/A | - | - | #N/A
249 | N | - | - | - | - | - | - | - | #N/A | #N/A | #N/A | #N/A | #N/A | - | - | #N/A
250 | N | - | - | - | - | - | - | - | #N/A | #N/A | #N/A | #N/A | #N/A | - | - | #N/A
251 | N | - | - | - | - | - | - | - | #N/A | #N/A | #N/A | #N/A | #N/A | - | - | #N/A
252 | N | - | - | - | - | - | - | - | #N/A | #N/A | #N/A | #N/A | #N/A | - | - | #N/A
253 | N | - | - | - | - | - | - | - | #N/A | #N/A | #N/A | #N/A | #N/A | - | - | #N/A
254 | N | - | - | - | - | - | - | - | #N/A | #N/A | #N/A | #N/A | #N/A | - | - | #N/A
255 | N | - | - | - | - | - | - | - | #N/A | #N/A | #N/A | #N/A | #N/A | - | - | #N/A
256 | N | - | - | - | - | - | - | - | #N/A | #N/A | #N/A | #N/A | #N/A | - | - | #N/A
257 | N | - | - | - | - | - | - | - | #N/A | #N/A | #N/A | #N/A | #N/A | - | - | #N/A
258 | N | - | - | - | - | - | - | - | #N/A | #N/A | #N/A | #N/A | #N/A | - | - | #N/A
259 | N | - | - | - | - | - | - | - | #N/A | #N/A | #N/A | #N/A | #N/A | - | - | #N/A
260 | N | - | - | - | - | - | - | - | #N/A | #N/A | #N/A | #N/A | #N/A | - | - | #N/A
261 | N | - | - | - | - | - | - | - | #N/A | #N/A | #N/A | #N/A | #N/A | - | - | #N/A
262 | N | - | - | - | - | - | - | - | #N/A | #N/A | #N/A | #N/A | #N/A | - | - | #N/A
263 | N | - | - | - | - | - | - | - | #N/A | #N/A | #N/A | #N/A | #N/A | - | - | #N/A
264 | N | - | - | - | - | - | - | - | #N/A | #N/A | #N/A | #N/A | #N/A | - | - | #N/A
265 | N | - | - | - | - | - | - | - | #N/A | #N/A | #N/A | #N/A | #N/A | - | - | #N/A
266 | N | - | - | - | - | - | - | - | #N/A | #N/A | #N/A | #N/A | #N/A | - | - | #N/A
267 | N | - | - | - | - | - | - | - | #N/A | #N/A | #N/A | #N/A | #N/A | - | - | #N/A
268 | N | - | - | - | - | - | - | - | #N/A | #N/A | #N/A | #N/A | #N/A | - | - | #N/A
269 | N | - | - | - | - | - | - | - | #N/A | #N/A | #N/A | #N/A | #N/A | - | - | #N/A
270 | N | - | - | - | - | - | - | - | #N/A | #N/A | #N/A | #N/A | #N/A | - | - | #N/A
271 | N | - | - | - | - | - | - | - | #N/A | #N/A | #N/A | #N/A | #N/A | - | - | #N/A
272 | N | - | - | - | - | - | - | - | #N/A | #N/A | #N/A | #N/A | #N/A | - | - | #N/A
273 | N | - | - | - | - | - | - | - | #N/A | #N/A | #N/A | #N/A | #N/A | - | - | #N/A
274 | N | - | - | - | - | - | - | - | #N/A | #N/A | #N/A | #N/A | #N/A | - | - | #N/A
275 | N | - | - | - | - | - | - | - | #N/A | #N/A | #N/A | #N/A | #N/A | - | - | #N/A
276 | N | - | - | - | - | - | - | - | #N/A | #N/A | #N/A | #N/A | #N/A | - | - | #N/A
277 | N | - | - | - | - | - | - | - | #N/A | #N/A | #N/A | #N/A | #N/A | - | - | #N/A
278 | N | - | - | - | - | - | - | - | #N/A | #N/A | #N/A | #N/A | #N/A | - | - | #N/A
279 | N | - | - | - | - | - | - | - | #N/A | #N/A | #N/A | #N/A | #N/A | - | - | #N/A
280 | N | - | - | - | - | - | - | - | #N/A | #N/A | #N/A | #N/A | #N/A | - | - | #N/A
281 | N | - | - | - | - | - | - | - | #N/A | #N/A | #N/A | #N/A | #N/A | - | - | #N/A
282 | N | - | - | - | - | - | - | - | #N/A | #N/A | #N/A | #N/A | #N/A | - | - | #N/A
283 | N | - | - | - | - | - | - | - | #N/A | #N/A | #N/A | #N/A | #N/A | - | - | #N/A
284 | N | - | - | - | - | - | - | - | #N/A | #N/A | #N/A | #N/A | #N/A | - | - | #N/A
285 | N | - | - | - | - | - | - | - | #N/A | #N/A | #N/A | #N/A | #N/A | - | - | #N/A
286 | N | - | - | - | - | - | - | - | #N/A | #N/A | #N/A | #N/A | #N/A | - | - | #N/A
287 | N | - | - | - | - | - | - | - | #N/A | #N/A | #N/A | #N/A | #N/A | - | - | #N/A
288 | N | - | - | - | - | - | - | - | #N/A | #N/A | #N/A | #N/A | #N/A | - | - | #N/A
289 | N | - | - | - | - | - | - | - | #N/A | #N/A | #N/A | #N/A | #N/A | - | - | #N/A
290 | N | - | - | - | - | - | - | - | #N/A | #N/A | #N/A | #N/A | #N/A | - | - | #N/A
291 | N | - | - | - | - | - | - | - | #N/A | #N/A | #N/A | #N/A | #N/A | - | - | #N/A
292 | N | - | - | - | - | - | - | - | #N/A | #N/A | #N/A | #N/A | #N/A | - | - | #N/A
293 | N | - | - | - | - | - | - | - | #N/A | #N/A | #N/A | #N/A | #N/A | - | - | #N/A
294 | N | - | - | - | - | - | - | - | #N/A | #N/A | #N/A | #N/A | #N/A | - | - | #N/A
295 | N | - | - | - | - | - | - | - | #N/A | #N/A | #N/A | #N/A | #N/A | - | - | #N/A
296 | N | - | - | - | - | - | - | - | #N/A | #N/A | #N/A | #N/A | #N/A | - | - | #N/A
297 | N | - | - | - | - | - | - | - | #N/A | #N/A | #N/A | #N/A | #N/A | - | - | #N/A
298 | N | - | - | - | - | - | - | - | #N/A | #N/A | #N/A | #N/A | #N/A | - | - | #N/A
299 | N | - | - | - | - | - | - | - | #N/A | #N/A | #N/A | #N/A | #N/A | - | - | #N/A
300 | N | - | - | - | - | - | - | - | #N/A | #N/A | #N/A | #N/A | #N/A | - | - | #N/A
301 | N | - | - | - | - | - | - | - | #N/A | #N/A | #N/A | #N/A | #N/A | - | - | #N/A
302 | N | - | - | - | - | - | - | - | #N/A | #N/A | #N/A | #N/A | #N/A | - | - | #N/A
303 | N | - | - | - | - | - | - | - | #N/A | #N/A | #N/A | #N/A | #N/A | - | - | #N/A
304 | N | - | - | - | - | - | - | - | #N/A | #N/A | #N/A | #N/A | #N/A | - | - | #N/A
305 | N | - | - | - | - | - | - | - | #N/A | #N/A | #N/A | #N/A | #N/A | - | - | #N/A
306 | N | - | - | - | - | - | - | - | #N/A | #N/A | #N/A | #N/A | #N/A | - | - | #N/A
307 | N | - | - | - | - | - | - | - | #N/A | #N/A | #N/A | #N/A | #N/A | - | - | #N/A
308 | N | - | - | - | - | - | - | - | #N/A | #N/A | #N/A | #N/A | #N/A | - | - | #N/A
309 | N | - | - | - | - | - | - | - | #N/A | #N/A | #N/A | #N/A | #N/A | - | - | #N/A
310 | N | - | - | - | - | - | - | - | #N/A | #N/A | #N/A | #N/A | #N/A | - | - | #N/A
311 | N | - | - | - | - | - | - | - | #N/A | #N/A | #N/A | #N/A | #N/A | - | - | #N/A
312 | N | - | - | - | - | - | - | - | #N/A | #N/A | #N/A | #N/A | #N/A | - | - | #N/A
313 | N | - | - | - | - | - | - | - | #N/A | #N/A | #N/A | #N/A | #N/A | - | - | #N/A
314 | N | - | - | - | - | - | - | - | #N/A | #N/A | #N/A | #N/A | #N/A | - | - | #N/A
315 | N | - | - | - | - | - | - | - | #N/A | #N/A | #N/A | #N/A | #N/A | - | - | #N/A
316 | N | - | - | - | - | - | - | - | #N/A | #N/A | #N/A | #N/A | #N/A | - | - | #N/A
317 | N | - | - | - | - | - | - | - | #N/A | #N/A | #N/A | #N/A | #N/A | - | - | #N/A
318 | N | - | - | - | - | - | - | - | #N/A | #N/A | #N/A | #N/A | #N/A | - | - | #N/A
319 | N | - | - | - | - | - | - | - | #N/A | #N/A | #N/A | #N/A | #N/A | - | - | #N/A
320 | N | - | - | - | - | - | - | - | #N/A | #N/A | #N/A | #N/A | #N/A | - | - | #N/A
321 | N | - | - | - | - | - | - | - | #N/A | #N/A | #N/A | #N/A | #N/A | - | - | #N/A
322 | N | - | - | - | - | - | - | - | #N/A | #N/A | #N/A | #N/A | #N/A | - | - | #N/A
323 | N | - | - | - | - | - | - | - | #N/A | #N/A | #N/A | #N/A | #N/A | - | - | #N/A
324 | N | - | - | - | - | - | - | - | #N/A | #N/A | #N/A | #N/A | #N/A | - | - | #N/A
325 | N | - | - | - | - | - | - | - | #N/A | #N/A | #N/A | #N/A | #N/A | - | - | #N/A
326 | N | - | - | - | - | - | - | - | #N/A | #N/A | #N/A | #N/A | #N/A | - | - | #N/A
327 | N | - | - | - | - | - | - | - | #N/A | #N/A | #N/A | #N/A | #N/A | - | - | #N/A
328 | N | - | - | - | - | - | - | - | #N/A | #N/A | #N/A | #N/A | #N/A | - | - | #N/A
329 | N | - | - | - | - | - | - | - | #N/A | #N/A | #N/A | #N/A | #N/A | - | - | #N/A
330 | N | - | - | - | - | - | - | - | #N/A | #N/A | #N/A | #N/A | #N/A | - | - | #N/A
331 | N | - | - | - | - | - | - | - | #N/A | #N/A | #N/A | #N/A | #N/A | - | - | #N/A
332 | N | - | - | - | - | - | - | - | #N/A | #N/A | #N/A | #N/A | #N/A | - | - | #N/A
333 | N | - | - | - | - | - | - | - | #N/A | #N/A | #N/A | #N/A | #N/A | - | - | #N/A
334 | N | - | - | - | - | - | - | - | #N/A | #N/A | #N/A | #N/A | #N/A | - | - | #N/A
335 | N | - | - | - | - | - | - | - | #N/A | #N/A | #N/A | #N/A | #N/A | - | - | #N/A
336 | N | - | - | - | - | - | - | - | #N/A | #N/A | #N/A | #N/A | #N/A | - | - | #N/A
337 | N | - | - | - | - | - | - | - | #N/A | #N/A | #N/A | #N/A | #N/A | - | - | #N/A
338 | N | - | - | - | - | - | - | - | #N/A | #N/A | #N/A | #N/A | #N/A | - | - | #N/A
339 | N | - | - | - | - | - | - | - | #N/A | #N/A | #N/A | #N/A | #N/A | - | - | #N/A
340 | N | - | - | - | - | - | - | - | #N/A | #N/A | #N/A | #N/A | #N/A | - | - | #N/A
341 | N | - | - | - | - | - | - | - | #N/A | #N/A | #N/A | #N/A | #N/A | - | - | #N/A
342 | N | - | - | - | - | - | - | - | #N/A | #N/A | #N/A | #N/A | #N/A | - | - | #N/A
343 | N | - | - | - | - | - | - | - | #N/A | #N/A | #N/A | #N/A | #N/A | - | - | #N/A
344 | N | - | - | - | - | - | - | - | #N/A | #N/A | #N/A | #N/A | #N/A | - | - | #N/A
345 | N | - | - | - | - | - | - | - | #N/A | #N/A | #N/A | #N/A | #N/A | - | - | #N/A
346 | N | - | - | - | - | - | - | - | #N/A | #N/A | #N/A | #N/A | #N/A | - | - | #N/A
347 | N | - | - | - | - | - | - | - | #N/A | #N/A | #N/A | #N/A | #N/A | - | - | #N/A
348 | N | - | - | - | - | - | - | - | #N/A | #N/A | #N/A | #N/A | #N/A | - | - | #N/A
349 | N | - | - | - | - | - | - | - | #N/A | #N/A | #N/A | #N/A | #N/A | - | - | #N/A
350 | N | - | - | - | - | - | - | - | #N/A | #N/A | #N/A | #N/A | #N/A | - | - | #N/A
351 | N | - | - | - | - | - | - | - | #N/A | #N/A | #N/A | #N/A | #N/A | - | - | #N/A
352 | N | - | - | - | - | - | - | - | #N/A | #N/A | #N/A | #N/A | #N/A | - | - | #N/A
353 | N | - | - | - | - | - | - | - | #N/A | #N/A | #N/A | #N/A | #N/A | - | - | #N/A
354 | N | - | - | - | - | - | - | - | #N/A | #N/A | #N/A | #N/A | #N/A | - | - | #N/A
355 | N | - | - | - | - | - | - | - | #N/A | #N/A | #N/A | #N/A | #N/A | - | - | #N/A
356 | N | - | - | - | - | - | - | - | #N/A | #N/A | #N/A | #N/A | #N/A | - | - | #N/A
357 | N | - | - | - | - | - | - | - | #N/A | #N/A | #N/A | #N/A | #N/A | - | - | #N/A
358 | N | - | - | - | - | - | - | - | #N/A | #N/A | #N/A | #N/A | #N/A | - | - | #N/A
359 | N | - | - | - | - | - | - | - | #N/A | #N/A | #N/A | #N/A | #N/A | - | - | #N/A
360 | N | - | - | - | - | - | - | - | #N/A | #N/A | #N/A | #N/A | #N/A | - | - | #N/A
361 | N | - | - | - | - | - | - | - | #N/A | #N/A | #N/A | #N/A | #N/A | - | - | #N/A
362 | N | - | - | - | - | - | - | - | #N/A | #N/A | #N/A | #N/A | #N/A | - | - | #N/A
363 | N | - | - | - | - | - | - | - | #N/A | #N/A | #N/A | #N/A | #N/A | - | - | #N/A
364 | N | - | - | - | - | - | - | - | #N/A | #N/A | #N/A | #N/A | #N/A | - | - | #N/A
365 | N | - | - | - | - | - | - | - | #N/A | #N/A | #N/A | #N/A | #N/A | - | - | #N/A
366 | N | - | - | - | - | - | - | - | #N/A | #N/A | #N/A | #N/A | #N/A | - | - | #N/A
367 | N | - | - | - | - | - | - | - | #N/A | #N/A | #N/A | #N/A | #N/A | - | - | #N/A
368 | N | - | - | - | - | - | - | - | #N/A | #N/A | #N/A | #N/A | #N/A | - | - | #N/A
369 | N | - | - | - | - | - | - | - | #N/A | #N/A | #N/A | #N/A | #N/A | - | - | #N/A
370 | N | - | - | - | - | - | - | - | #N/A | #N/A | #N/A | #N/A | #N/A | - | - | #N/A
371 | N | - | - | - | - | - | - | - | #N/A | #N/A | #N/A | #N/A | #N/A | - | - | #N/A
372 | N | - | - | - | - | - | - | - | #N/A | #N/A | #N/A | #N/A | #N/A | - | - | #N/A
373 | N | - | - | - | - | - | - | - | #N/A | #N/A | #N/A | #N/A | #N/A | - | - | #N/A
374 | N | - | - | - | - | - | - | - | #N/A | #N/A | #N/A | #N/A | #N/A | - | - | #N/A
375 | N | - | - | - | - | - | - | - | #N/A | #N/A | #N/A | #N/A | #N/A | - | - | #N/A
376 | N | - | - | - | - | - | - | - | #N/A | #N/A | #N/A | #N/A | #N/A | - | - | #N/A
377 | N | - | - | - | - | - | - | - | #N/A | #N/A | #N/A | #N/A | #N/A | - | - | #N/A
378 | N | - | - | - | - | - | - | - | #N/A | #N/A | #N/A | #N/A | #N/A | - | - | #N/A
379 | N | - | - | - | - | - | - | - | #N/A | #N/A | #N/A | #N/A | #N/A | - | - | #N/A
380 | N | - | - | - | - | - | - | - | #N/A | #N/A | #N/A | #N/A | #N/A | - | - | #N/A
381 | N | - | - | - | - | - | - | - | #N/A | #N/A | #N/A | #N/A | #N/A | - | - | #N/A
382 | N | - | - | - | - | - | - | - | #N/A | #N/A | #N/A | #N/A | #N/A | - | - | #N/A
383 | N | - | - | - | - | - | - | - | #N/A | #N/A | #N/A | #N/A | #N/A | - | - | #N/A
384 | N | - | - | - | - | - | - | - | #N/A | #N/A | #N/A | #N/A | #N/A | - | - | #N/A
385 | N | - | - | - | - | - | - | - | #N/A | #N/A | #N/A | #N/A | #N/A | - | - | #N/A
386 | N | - | - | - | - | - | - | - | #N/A | #N/A | #N/A | #N/A | #N/A | - | - | #N/A
387 | N | - | - | - | - | - | - | - | #N/A | #N/A | #N/A | #N/A | #N/A | - | - | #N/A
388 | N | - | - | - | - | - | - | - | #N/A | #N/A | #N/A | #N/A | #N/A | - | - | #N/A
389 | N | - | - | - | - | - | - | - | #N/A | #N/A | #N/A | #N/A | #N/A | - | - | #N/A
390 | N | - | - | - | - | - | - | - | #N/A | #N/A | #N/A | #N/A | #N/A | - | - | #N/A
391 | N | - | - | - | - | - | - | - | #N/A | #N/A | #N/A | #N/A | #N/A | - | - | #N/A
392 | N | - | - | - | - | - | - | - | #N/A | #N/A | #N/A | #N/A | #N/A | - | - | #N/A
393 | N | - | - | - | - | - | - | - | #N/A | #N/A | #N/A | #N/A | #N/A | - | - | #N/A
394 | N | - | - | - | - | - | - | - | #N/A | #N/A | #N/A | #N/A | #N/A | - | - | #N/A
395 | N | - | - | - | - | - | - | - | #N/A | #N/A | #N/A | #N/A | #N/A | - | - | #N/A
396 | N | - | - | - | - | - | - | - | #N/A | #N/A | #N/A | #N/A | #N/A | - | - | #N/A
397 | N | - | - | - | - | - | - | - | #N/A | #N/A | #N/A | #N/A | #N/A | - | - | #N/A
398 | N | - | - | - | - | - | - | - | #N/A | #N/A | #N/A | #N/A | #N/A | - | - | #N/A
399 | N | - | - | - | - | - | - | - | #N/A | #N/A | #N/A | #N/A | #N/A | - | - | #N/A
400 | N | - | - | - | - | - | - | - | #N/A | #N/A | #N/A | #N/A | #N/A | - | - | #N/A
401 | N | - | - | - | - | - | - | - | #N/A | #N/A | #N/A | #N/A | #N/A | - | - | #N/A
402 | N | - | - | - | - | - | - | - | #N/A | #N/A | #N/A | #N/A | #N/A | - | - | #N/A
403 | N | - | - | - | - | - | - | - | #N/A | #N/A | #N/A | #N/A | #N/A | - | - | #N/A
404 | N | - | - | - | - | - | - | - | #N/A | #N/A | #N/A | #N/A | #N/A | - | - | #N/A
405 | N | - | - | - | - | - | - | - | #N/A | #N/A | #N/A | #N/A | #N/A | - | - | #N/A
406 | N | - | - | - | - | - | - | - | #N/A | #N/A | #N/A | #N/A | #N/A | - | - | #N/A
407 | N | - | - | - | - | - | - | - | #N/A | #N/A | #N/A | #N/A | #N/A | - | - | #N/A
408 | N | - | - | - | - | - | - | - | #N/A | #N/A | #N/A | #N/A | #N/A | - | - | #N/A
409 | N | - | - | - | - | - | - | - | #N/A | #N/A | #N/A | #N/A | #N/A | - | - | #N/A
410 | N | - | - | - | - | - | - | - | #N/A | #N/A | #N/A | #N/A | #N/A | - | - | #N/A
411 | N | - | - | - | - | - | - | - | #N/A | #N/A | #N/A | #N/A | #N/A | - | - | #N/A
412 | N | - | - | - | - | - | - | - | #N/A | #N/A | #N/A | #N/A | #N/A | - | - | #N/A
413 | N | - | - | - | - | - | - | - | #N/A | #N/A | #N/A | #N/A | #N/A | - | - | #N/A
414 | N | - | - | - | - | - | - | - | #N/A | #N/A | #N/A | #N/A | #N/A | - | - | #N/A
415 | N | - | - | - | - | - | - | - | #N/A | #N/A | #N/A | #N/A | #N/A | - | - | #N/A
416 | N | - | - | - | - | - | - | - | #N/A | #N/A | #N/A | #N/A | #N/A | - | - | #N/A
417 | N | - | - | - | - | - | - | - | #N/A | #N/A | #N/A | #N/A | #N/A | - | - | #N/A
418 | N | - | - | - | - | - | - | - | #N/A | #N/A | #N/A | #N/A | #N/A | - | - | #N/A
419 | N | - | - | - | - | - | - | - | #N/A | #N/A | #N/A | #N/A | #N/A | - | - | #N/A
420 | N | - | - | - | - | - | - | - | #N/A | #N/A | #N/A | #N/A | #N/A | - | - | #N/A
421 | N | - | - | - | - | - | - | - | #N/A | #N/A | #N/A | #N/A | #N/A | - | - | #N/A
422 | N | - | - | - | - | - | - | - | #N/A | #N/A | #N/A | #N/A | #N/A | - | - | #N/A
423 | N | - | - | - | - | - | - | - | #N/A | #N/A | #N/A | #N/A | #N/A | - | - | #N/A
424 | N | - | - | - | - | - | - | - | #N/A | #N/A | #N/A | #N/A | #N/A | - | - | #N/A
425 | N | - | - | - | - | - | - | - | #N/A | #N/A | #N/A | #N/A | #N/A | - | - | #N/A
426 | N | - | - | - | - | - | - | - | #N/A | #N/A | #N/A | #N/A | #N/A | - | - | #N/A
427 | N | - | - | - | - | - | - | - | #N/A | #N/A | #N/A | #N/A | #N/A | - | - | #N/A
428 | N | - | - | - | - | - | - | - | #N/A | #N/A | #N/A | #N/A | #N/A | - | - | #N/A
429 | N | - | - | - | - | - | - | - | #N/A | #N/A | #N/A | #N/A | #N/A | - | - | #N/A
430 | N | - | - | - | - | - | - | - | #N/A | #N/A | #N/A | #N/A | #N/A | - | - | #N/A
431 | N | - | - | - | - | - | - | - | #N/A | #N/A | #N/A | #N/A | #N/A | - | - | #N/A
432 | N | - | - | - | - | - | - | - | #N/A | #N/A | #N/A | #N/A | #N/A | - | - | #N/A
433 | N | - | - | - | - | - | - | - | #N/A | #N/A | #N/A | #N/A | #N/A | - | - | #N/A
434 | N | - | - | - | - | - | - | - | #N/A | #N/A | #N/A | #N/A | #N/A | - | - | #N/A
435 | N | - | - | - | - | - | - | - | #N/A | #N/A | #N/A | #N/A | #N/A | - | - | #N/A
436 | N | - | - | - | - | - | - | - | #N/A | #N/A | #N/A | #N/A | #N/A | - | - | #N/A
437 | N | - | - | - | - | - | - | - | #N/A | #N/A | #N/A | #N/A | #N/A | - | - | #N/A
438 | N | - | - | - | - | - | - | - | #N/A | #N/A | #N/A | #N/A | #N/A | - | - | #N/A
439 | N | - | - | - | - | - | - | - | #N/A | #N/A | #N/A | #N/A | #N/A | - | - | #N/A
440 | N | - | - | - | - | - | - | - | #N/A | #N/A | #N/A | #N/A | #N/A | - | - | #N/A
441 | N | - | - | - | - | - | - | - | #N/A | #N/A | #N/A | #N/A | #N/A | - | - | #N/A
442 | N | - | - | - | - | - | - | - | #N/A | #N/A | #N/A | #N/A | #N/A | - | - | #N/A
443 | N | - | - | - | - | - | - | - | #N/A | #N/A | #N/A | #N/A | #N/A | - | - | #N/A
444 | N | - | - | - | - | - | - | - | #N/A | #N/A | #N/A | #N/A | #N/A | - | - | #N/A
445 | N | - | - | - | - | - | - | - | #N/A | #N/A | #N/A | #N/A | #N/A | - | - | #N/A
446 | N | - | - | - | - | - | - | - | #N/A | #N/A | #N/A | #N/A | #N/A | - | - | #N/A
447 | N | - | - | - | - | - | - | - | #N/A | #N/A | #N/A | #N/A | #N/A | - | - | #N/A
448 | N | - | - | - | - | - | - | - | #N/A | #N/A | #N/A | #N/A | #N/A | - | - | #N/A
449 | N | - | - | - | - | - | - | - | #N/A | #N/A | #N/A | #N/A | #N/A | - | - | #N/A
450 | N | - | - | - | - | - | - | - | #N/A | #N/A | #N/A | #N/A | #N/A | - | - | #N/A
451 | N | - | - | - | - | - | - | - | #N/A | #N/A | #N/A | #N/A | #N/A | - | - | #N/A
452 | N | - | - | - | - | - | - | - | #N/A | #N/A | #N/A | #N/A | #N/A | - | - | #N/A
453 | N | - | - | - | - | - | - | - | #N/A | #N/A | #N/A | #N/A | #N/A | - | - | #N/A
454 | N | - | - | - | - | - | - | - | #N/A | #N/A | #N/A | #N/A | #N/A | - | - | #N/A
455 | N | - | - | - | - | - | - | - | #N/A | #N/A | #N/A | #N/A | #N/A | - | - | #N/A
456 | N | - | - | - | - | - | - | - | #N/A | #N/A | #N/A | #N/A | #N/A | - | - | #N/A
457 | N | - | - | - | - | - | - | - | #N/A | #N/A | #N/A | #N/A | #N/A | - | - | #N/A
458 | N | - | - | - | - | - | - | - | #N/A | #N/A | #N/A | #N/A | #N/A | - | - | #N/A
459 | N | - | - | - | - | - | - | - | #N/A | #N/A | #N/A | #N/A | #N/A | - | - | #N/A
460 | N | - | - | - | - | - | - | - | #N/A | #N/A | #N/A | #N/A | #N/A | - | - | #N/A
461 | N | - | - | - | - | - | - | - | #N/A | #N/A | #N/A | #N/A | #N/A | - | - | #N/A
462 | N | - | - | - | - | - | - | - | #N/A | #N/A | #N/A | #N/A | #N/A | - | - | #N/A
463 | N | - | - | - | - | - | - | - | #N/A | #N/A | #N/A | #N/A | #N/A | - | - | #N/A
464 | N | - | - | - | - | - | - | - | #N/A | #N/A | #N/A | #N/A | #N/A | - | - | #N/A
465 | N | - | - | - | - | - | - | - | #N/A | #N/A | #N/A | #N/A | #N/A | - | - | #N/A
466 | N | - | - | - | - | - | - | - | #N/A | #N/A | #N/A | #N/A | #N/A | - | - | #N/A
467 | N | - | - | - | - | - | - | - | #N/A | #N/A | #N/A | #N/A | #N/A | - | - | #N/A
468 | N | - | - | - | - | - | - | - | #N/A | #N/A | #N/A | #N/A | #N/A | - | - | #N/A
469 | N | - | - | - | - | - | - | - | #N/A | #N/A | #N/A | #N/A | #N/A | - | - | #N/A
470 | N | - | - | - | - | - | - | - | #N/A | #N/A | #N/A | #N/A | #N/A | - | - | #N/A
471 | N | - | - | - | - | - | - | - | #N/A | #N/A | #N/A | #N/A | #N/A | - | - | #N/A
472 | N | - | - | - | - | - | - | - | #N/A | #N/A | #N/A | #N/A | #N/A | - | - | #N/A
473 | N | - | - | - | - | - | - | - | #N/A | #N/A | #N/A | #N/A | #N/A | - | - | #N/A
474 | N | - | - | - | - | - | - | - | #N/A | #N/A | #N/A | #N/A | #N/A | - | - | #N/A
475 | N | - | - | - | - | - | - | - | #N/A | #N/A | #N/A | #N/A | #N/A | - | - | #N/A
476 | N | - | - | - | - | - | - | - | #N/A | #N/A | #N/A | #N/A | #N/A | - | - | #N/A
477 | N | - | - | - | - | - | - | - | #N/A | #N/A | #N/A | #N/A | #N/A | - | - | #N/A
478 | N | - | - | - | - | - | - | - | #N/A | #N/A | #N/A | #N/A | #N/A | - | - | #N/A
479 | N | - | - | - | - | - | - | - | #N/A | #N/A | #N/A | #N/A | #N/A | - | - | #N/A
480 | N | - | - | - | - | - | - | - | #N/A | #N/A | #N/A | #N/A | #N/A | - | - | #N/A
481 | N | - | - | - | - | - | - | - | #N/A | #N/A | #N/A | #N/A | #N/A | - | - | #N/A
482 | N | - | - | - | - | - | - | - | #N/A | #N/A | #N/A | #N/A | #N/A | - | - | #N/A
483 | N | - | - | - | - | - | - | - | #N/A | #N/A | #N/A | #N/A | #N/A | - | - | #N/A
484 | N | - | - | - | - | - | - | - | #N/A | #N/A | #N/A | #N/A | #N/A | - | - | #N/A
485 | N | - | - | - | - | - | - | - | #N/A | #N/A | #N/A | #N/A | #N/A | - | - | #N/A
486 | N | - | - | - | - | - | - | - | #N/A | #N/A | #N/A | #N/A | #N/A | - | - | #N/A
487 | N | - | - | - | - | - | - | - | #N/A | #N/A | #N/A | #N/A | #N/A | - | - | #N/A
488 | N | - | - | - | - | - | - | - | #N/A | #N/A | #N/A | #N/A | #N/A | - | - | #N/A
489 | N | - | - | - | - | - | - | - | #N/A | #N/A | #N/A | #N/A | #N/A | - | - | #N/A
490 | N | - | - | - | - | - | - | - | #N/A | #N/A | #N/A | #N/A | #N/A | - | - | #N/A
491 | N | - | - | - | - | - | - | - | #N/A | #N/A | #N/A | #N/A | #N/A | - | - | #N/A
492 | N | - | - | - | - | - | - | - | #N/A | #N/A | #N/A | #N/A | #N/A | - | - | #N/A
493 | N | - | - | - | - | - | - | - | #N/A | #N/A | #N/A | #N/A | #N/A | - | - | #N/A
494 | N | - | - | - | - | - | - | - | #N/A | #N/A | #N/A | #N/A | #N/A | - | - | #N/A
495 | N | - | - | - | - | - | - | - | #N/A | #N/A | #N/A | #N/A | #N/A | - | - | #N/A
496 | N | - | - | - | - | - | - | - | #N/A | #N/A | #N/A | #N/A | #N/A | - | - | #N/A
497 | N | - | - | - | - | - | - | - | #N/A | #N/A | #N/A | #N/A | #N/A | - | - | #N/A
498 | N | - | - | - | - | - | - | - | #N/A | #N/A | #N/A | #N/A | #N/A | - | - | #N/A
499 | N | - | - | - | - | - | - | - | #N/A | #N/A | #N/A | #N/A | #N/A | - | - | #N/A
500 | N | - | - | - | - | - | - | - | #N/A | #N/A | #N/A | #N/A | #N/A | - | - | #N/A
501 | N | - | - | - | - | - | - | - | #N/A | #N/A | #N/A | #N/A | #N/A | - | - | #N/A
502 | N | - | - | - | - | - | - | - | #N/A | #N/A | #N/A | #N/A | #N/A | - | - | #N/A
503 | N | - | - | - | - | - | - | - | #N/A | #N/A | #N/A | #N/A | #N/A | - | - | #N/A
504 | N | - | - | - | - | - | - | - | #N/A | #N/A | #N/A | #N/A | #N/A | - | - | #N/A
505 | N | - | - | - | - | - | - | - | #N/A | #N/A | #N/A | #N/A | #N/A | - | - | #N/A
506 | N | - | - | - | - | - | - | - | #N/A | #N/A | #N/A | #N/A | #N/A | - | - | #N/A
507 | N | - | - | - | - | - | - | - | #N/A | #N/A | #N/A | #N/A | #N/A | - | - | #N/A
508 | N | - | - | - | - | - | - | - | #N/A | #N/A | #N/A | #N/A | #N/A | - | - | #N/A
509 | N | - | - | - | - | - | - | - | #N/A | #N/A | #N/A | #N/A | #N/A | - | - | #N/A
510 | N | - | - | - | - | - | - | - | #N/A | #N/A | #N/A | #N/A | #N/A | - | - | #N/A
511 | N | - | - | - | - | - | - | - | #N/A | #N/A | #N/A | #N/A | #N/A | - | - | #N/A
512 | N | - | - | - | - | - | - | - | #N/A | #N/A | #N/A | #N/A | #N/A | - | - | #N/A
513 | N | - | - | - | - | - | - | - | #N/A | #N/A | #N/A | #N/A | #N/A | - | - | #N/A
514 | N | - | - | - | - | - | - | - | #N/A | #N/A | #N/A | #N/A | #N/A | - | - | #N/A
515 | N | - | - | - | - | - | - | - | #N/A | #N/A | #N/A | #N/A | #N/A | - | - | #N/A
516 | N | - | - | - | - | - | - | - | #N/A | #N/A | #N/A | #N/A | #N/A | - | - | #N/A
517 | N | - | - | - | - | - | - | - | #N/A | #N/A | #N/A | #N/A | #N/A | - | - | #N/A
518 | N | - | - | - | - | - | - | - | #N/A | #N/A | #N/A | #N/A | #N/A | - | - | #N/A
519 | N | - | - | - | - | - | - | - | #N/A | #N/A | #N/A | #N/A | #N/A | - | - | #N/A
520 | N | - | - | - | - | - | - | - | #N/A | #N/A | #N/A | #N/A | #N/A | - | - | #N/A
521 | N | - | - | - | - | - | - | - | #N/A | #N/A | #N/A | #N/A | #N/A | - | - | #N/A
522 | N | - | - | - | - | - | - | - | #N/A | #N/A | #N/A | #N/A | #N/A | - | - | #N/A
523 | N | - | - | - | - | - | - | - | #N/A | #N/A | #N/A | #N/A | #N/A | - | - | #N/A
524 | N | - | - | - | - | - | - | - | #N/A | #N/A | #N/A | #N/A | #N/A | - | - | #N/A
525 | N | - | - | - | - | - | - | - | #N/A | #N/A | #N/A | #N/A | #N/A | - | - | #N/A
526 | N | - | - | - | - | - | - | - | #N/A | #N/A | #N/A | #N/A | #N/A | - | - | #N/A
527 | N | - | - | - | - | - | - | - | #N/A | #N/A | #N/A | #N/A | #N/A | - | - | #N/A
528 | N | - | - | - | - | - | - | - | #N/A | #N/A | #N/A | #N/A | #N/A | - | - | #N/A
529 | N | - | - | - | - | - | - | - | #N/A | #N/A | #N/A | #N/A | #N/A | - | - | #N/A
530 | N | - | - | - | - | - | - | - | #N/A | #N/A | #N/A | #N/A | #N/A | - | - | #N/A
531 | N | - | - | - | - | - | - | - | #N/A | #N/A | #N/A | #N/A | #N/A | - | - | #N/A
532 | N | - | - | - | - | - | - | - | #N/A | #N/A | #N/A | #N/A | #N/A | - | - | #N/A
533 | N | - | - | - | - | - | - | - | #N/A | #N/A | #N/A | #N/A | #N/A | - | - | #N/A
534 | N | - | - | - | - | - | - | - | #N/A | #N/A | #N/A | #N/A | #N/A | - | - | #N/A
535 | N | - | - | - | - | - | - | - | #N/A | #N/A | #N/A | #N/A | #N/A | - | - | #N/A
536 | N | - | - | - | - | - | - | - | #N/A | #N/A | #N/A | #N/A | #N/A | - | - | #N/A
537 | N | - | - | - | - | - | - | - | #N/A | #N/A | #N/A | #N/A | #N/A | - | - | #N/A
538 | N | - | - | - | - | - | - | - | #N/A | #N/A | #N/A | #N/A | #N/A | - | - | #N/A
539 | N | - | - | - | - | - | - | - | #N/A | #N/A | #N/A | #N/A | #N/A | - | - | #N/A
540 | N | - | - | - | - | - | - | - | #N/A | #N/A | #N/A | #N/A | #N/A | - | - | #N/A
541 | N | - | - | - | - | - | - | - | #N/A | #N/A | #N/A | #N/A | #N/A | - | - | #N/A
542 | N | - | - | - | - | - | - | - | #N/A | #N/A | #N/A | #N/A | #N/A | - | - | #N/A
543 | N | - | - | - | - | - | - | - | #N/A | #N/A | #N/A | #N/A | #N/A | - | - | #N/A
544 | N | - | - | - | - | - | - | - | #N/A | #N/A | #N/A | #N/A | #N/A | - | - | #N/A
545 | N | - | - | - | - | - | - | - | #N/A | #N/A | #N/A | #N/A | #N/A | - | - | #N/A
546 | N | - | - | - | - | - | - | - | #N/A | #N/A | #N/A | #N/A | #N/A | - | - | #N/A
547 | N | - | - | - | - | - | - | - | #N/A | #N/A | #N/A | #N/A | #N/A | - | - | #N/A
548 | N | - | - | - | - | - | - | - | #N/A | #N/A | #N/A | #N/A | #N/A | - | - | #N/A
549 | N | - | - | - | - | - | - | - | #N/A | #N/A | #N/A | #N/A | #N/A | - | - | #N/A
550 | N | - | - | - | - | - | - | - | #N/A | #N/A | #N/A | #N/A | #N/A | - | - | #N/A
551 | N | - | - | - | - | - | - | - | #N/A | #N/A | #N/A | #N/A | #N/A | - | - | #N/A
552 | N | - | - | - | - | - | - | - | #N/A | #N/A | #N/A | #N/A | #N/A | - | - | #N/A
553 | N | - | - | - | - | - | - | - | #N/A | #N/A | #N/A | #N/A | #N/A | - | - | #N/A
554 | N | - | - | - | - | - | - | - | #N/A | #N/A | #N/A | #N/A | #N/A | - | - | #N/A
555 | N | - | - | - | - | - | - | - | #N/A | #N/A | #N/A | #N/A | #N/A | - | - | #N/A
556 | N | - | - | - | - | - | - | - | #N/A | #N/A | #N/A | #N/A | #N/A | - | - | #N/A
557 | N | - | - | - | - | - | - | - | #N/A | #N/A | #N/A | #N/A | #N/A | - | - | #N/A
558 | N | - | - | - | - | - | - | - | #N/A | #N/A | #N/A | #N/A | #N/A | - | - | #N/A
559 | N | - | - | - | - | - | - | - | #N/A | #N/A | #N/A | #N/A | #N/A | - | - | #N/A
560 | N | - | - | - | - | - | - | - | #N/A | #N/A | #N/A | #N/A | #N/A | - | - | #N/A
561 | N | - | - | - | - | - | - | - | #N/A | #N/A | #N/A | #N/A | #N/A | - | - | #N/A
562 | N | - | - | - | - | - | - | - | #N/A | #N/A | #N/A | #N/A | #N/A | - | - | #N/A
563 | N | - | - | - | - | - | - | - | #N/A | #N/A | #N/A | #N/A | #N/A | - | - | #N/A
564 | N | - | - | - | - | - | - | - | #N/A | #N/A | #N/A | #N/A | #N/A | - | - | #N/A
565 | N | - | - | - | - | - | - | - | #N/A | #N/A | #N/A | #N/A | #N/A | - | - | #N/A
566 | N | - | - | - | - | - | - | - | #N/A | #N/A | #N/A | #N/A | #N/A | - | - | #N/A
567 | N | - | - | - | - | - | - | - | #N/A | #N/A | #N/A | #N/A | #N/A | - | - | #N/A
568 | N | - | - | - | - | - | - | - | #N/A | #N/A | #N/A | #N/A | #N/A | - | - | #N/A
569 | N | - | - | - | - | - | - | - | #N/A | #N/A | #N/A | #N/A | #N/A | - | - | #N/A
570 | N | - | - | - | - | - | - | - | #N/A | #N/A | #N/A | #N/A | #N/A | - | - | #N/A
571 | N | - | - | - | - | - | - | - | #N/A | #N/A | #N/A | #N/A | #N/A | - | - | #N/A
572 | N | - | - | - | - | - | - | - | #N/A | #N/A | #N/A | #N/A | #N/A | - | - | #N/A
573 | N | - | - | - | - | - | - | - | #N/A | #N/A | #N/A | #N/A | #N/A | - | - | #N/A
574 | N | - | - | - | - | - | - | - | #N/A | #N/A | #N/A | #N/A | #N/A | - | - | #N/A
575 | N | - | - | - | - | - | - | - | #N/A | #N/A | #N/A | #N/A | #N/A | - | - | #N/A
576 | N | - | - | - | - | - | - | - | #N/A | #N/A | #N/A | #N/A | #N/A | - | - | #N/A
577 | N | - | - | - | - | - | - | - | #N/A | #N/A | #N/A | #N/A | #N/A | - | - | #N/A
578 | N | - | - | - | - | - | - | - | #N/A | #N/A | #N/A | #N/A | #N/A | - | - | #N/A
579 | N | - | - | - | - | - | - | - | #N/A | #N/A | #N/A | #N/A | #N/A | - | - | #N/A
580 | N | - | - | - | - | - | - | - | #N/A | #N/A | #N/A | #N/A | #N/A | - | - | #N/A
581 | N | - | - | - | - | - | - | - | #N/A | #N/A | #N/A | #N/A | #N/A | - | - | #N/A
582 | N | - | - | - | - | - | - | - | #N/A | #N/A | #N/A | #N/A | #N/A | - | - | #N/A
583 | N | - | - | - | - | - | - | - | #N/A | #N/A | #N/A | #N/A | #N/A | - | - | #N/A
584 | N | - | - | - | - | - | - | - | #N/A | #N/A | #N/A | #N/A | #N/A | - | - | #N/A
585 | N | - | - | - | - | - | - | - | #N/A | #N/A | #N/A | #N/A | #N/A | - | - | #N/A
586 | N | - | - | - | - | - | - | - | #N/A | #N/A | #N/A | #N/A | #N/A | - | - | #N/A
587 | N | - | - | - | - | - | - | - | #N/A | #N/A | #N/A | #N/A | #N/A | - | - | #N/A
588 | N | - | - | - | - | - | - | - | #N/A | #N/A | #N/A | #N/A | #N/A | - | - | #N/A
589 | N | - | - | - | - | - | - | - | #N/A | #N/A | #N/A | #N/A | #N/A | - | - | #N/A
590 | N | - | - | - | - | - | - | - | #N/A | #N/A | #N/A | #N/A | #N/A | - | - | #N/A
591 | N | - | - | - | - | - | - | - | #N/A | #N/A | #N/A | #N/A | #N/A | - | - | #N/A
592 | N | - | - | - | - | - | - | - | #N/A | #N/A | #N/A | #N/A | #N/A | - | - | #N/A
593 | N | - | - | - | - | - | - | - | #N/A | #N/A | #N/A | #N/A | #N/A | - | - | #N/A
594 | N | - | - | - | - | - | - | - | #N/A | #N/A | #N/A | #N/A | #N/A | - | - | #N/A
595 | N | - | - | - | - | - | - | - | #N/A | #N/A | #N/A | #N/A | #N/A | - | - | #N/A
596 | N | - | - | - | - | - | - | - | #N/A | #N/A | #N/A | #N/A | #N/A | - | - | #N/A
597 | N | - | - | - | - | - | - | - | #N/A | #N/A | #N/A | #N/A | #N/A | - | - | #N/A
598 | N | - | - | - | - | - | - | - | #N/A | #N/A | #N/A | #N/A | #N/A | - | - | #N/A
599 | N | - | - | - | - | - | - | - | #N/A | #N/A | #N/A | #N/A | #N/A | - | - | #N/A
600 | N | - | - | - | - | - | - | - | #N/A | #N/A | #N/A | #N/A | #N/A | - | - | #N/A
601 | N | - | - | - | - | - | - | - | #N/A | #N/A | #N/A | #N/A | #N/A | - | - | #N/A
602 | N | - | - | - | - | - | - | - | #N/A | #N/A | #N/A | #N/A | #N/A | - | - | #N/A
603 | N | - | - | - | - | - | - | - | #N/A | #N/A | #N/A | #N/A | #N/A | - | - | #N/A
604 | N | - | - | - | - | - | - | - | #N/A | #N/A | #N/A | #N/A | #N/A | - | - | #N/A
605 | N | - | - | - | - | - | - | - | #N/A | #N/A | #N/A | #N/A | #N/A | - | - | #N/A
606 | N | - | - | - | - | - | - | - | #N/A | #N/A | #N/A | #N/A | #N/A | - | - | #N/A
607 | N | - | - | - | - | - | - | - | #N/A | #N/A | #N/A | #N/A | #N/A | - | - | #N/A
608 | N | - | - | - | - | - | - | - | #N/A | #N/A | #N/A | #N/A | #N/A | - | - | #N/A
609 | N | - | - | - | - | - | - | - | #N/A | #N/A | #N/A | #N/A | #N/A | - | - | #N/A
610 | N | - | - | - | - | - | - | - | #N/A | #N/A | #N/A | #N/A | #N/A | - | - | #N/A
611 | N | - | - | - | - | - | - | - | #N/A | #N/A | #N/A | #N/A | #N/A | - | - | #N/A
612 | N | - | - | - | - | - | - | - | #N/A | #N/A | #N/A | #N/A | #N/A | - | - | #N/A
613 | N | - | - | - | - | - | - | - | #N/A | #N/A | #N/A | #N/A | #N/A | - | - | #N/A
614 | N | - | - | - | - | - | - | - | #N/A | #N/A | #N/A | #N/A | #N/A | - | - | #N/A
615 | N | - | - | - | - | - | - | - | #N/A | #N/A | #N/A | #N/A | #N/A | - | - | #N/A
616 | N | - | - | - | - | - | - | - | #N/A | #N/A | #N/A | #N/A | #N/A | - | - | #N/A
617 | N | - | - | - | - | - | - | - | #N/A | #N/A | #N/A | #N/A | #N/A | - | - | #N/A
618 | N | - | - | - | - | - | - | - | #N/A | #N/A | #N/A | #N/A | #N/A | - | - | #N/A
619 | N | - | - | - | - | - | - | - | #N/A | #N/A | #N/A | #N/A | #N/A | - | - | #N/A
620 | N | - | - | - | - | - | - | - | #N/A | #N/A | #N/A | #N/A | #N/A | - | - | #N/A
621 | N | - | - | - | - | - | - | - | #N/A | #N/A | #N/A | #N/A | #N/A | - | - | #N/A
622 | N | - | - | - | - | - | - | - | #N/A | #N/A | #N/A | #N/A | #N/A | - | - | #N/A
623 | N | - | - | - | - | - | - | - | #N/A | #N/A | #N/A | #N/A | #N/A | - | - | #N/A
624 | N | - | - | - | - | - | - | - | #N/A | #N/A | #N/A | #N/A | #N/A | - | - | #N/A
625 | N | - | - | - | - | - | - | - | #N/A | #N/A | #N/A | #N/A | #N/A | - | - | #N/A
626 | N | - | - | - | - | - | - | - | #N/A | #N/A | #N/A | #N/A | #N/A | - | - | #N/A
627 | N | - | - | - | - | - | - | - | #N/A | #N/A | #N/A | #N/A | #N/A | - | - | #N/A
628 | N | - | - | - | - | - | - | - | #N/A | #N/A | #N/A | #N/A | #N/A | - | - | #N/A
629 | N | - | - | - | - | - | - | - | #N/A | #N/A | #N/A | #N/A | #N/A | - | - | #N/A
630 | N | - | - | - | - | - | - | - | #N/A | #N/A | #N/A | #N/A | #N/A | - | - | #N/A
631 | N | - | - | - | - | - | - | - | #N/A | #N/A | #N/A | #N/A | #N/A | - | - | #N/A
632 | N | - | - | - | - | - | - | - | #N/A | #N/A | #N/A | #N/A | #N/A | - | - | #N/A
633 | N | - | - | - | - | - | - | - | #N/A | #N/A | #N/A | #N/A | #N/A | - | - | #N/A
634 | N | - | - | - | - | - | - | - | #N/A | #N/A | #N/A | #N/A | #N/A | - | - | #N/A
635 | N | - | - | - | - | - | - | - | #N/A | #N/A | #N/A | #N/A | #N/A | - | - | #N/A
636 | N | - | - | - | - | - | - | - | #N/A | #N/A | #N/A | #N/A | #N/A | - | - | #N/A
637 | N | - | - | - | - | - | - | - | #N/A | #N/A | #N/A | #N/A | #N/A | - | - | #N/A
638 | N | - | - | - | - | - | - | - | #N/A | #N/A | #N/A | #N/A | #N/A | - | - | #N/A
639 | N | - | - | - | - | - | - | - | #N/A | #N/A | #N/A | #N/A | #N/A | - | - | #N/A
640 | N | - | - | - | - | - | - | - | #N/A | #N/A | #N/A | #N/A | #N/A | - | - | #N/A
641 | N | - | - | - | - | - | - | - | #N/A | #N/A | #N/A | #N/A | #N/A | - | - | #N/A
642 | N | - | - | - | - | - | - | - | #N/A | #N/A | #N/A | #N/A | #N/A | - | - | #N/A
643 | N | - | - | - | - | - | - | - | #N/A | #N/A | #N/A | #N/A | #N/A | - | - | #N/A
644 | N | - | - | - | - | - | - | - | #N/A | #N/A | #N/A | #N/A | #N/A | - | - | #N/A
645 | N | - | - | - | - | - | - | - | #N/A | #N/A | #N/A | #N/A | #N/A | - | - | #N/A
646 | N | - | - | - | - | - | - | - | #N/A | #N/A | #N/A | #N/A | #N/A | - | - | #N/A
647 | N | - | - | - | - | - | - | - | #N/A | #N/A | #N/A | #N/A | #N/A | - | - | #N/A
648 | N | - | - | - | - | - | - | - | #N/A | #N/A | #N/A | #N/A | #N/A | - | - | #N/A
649 | N | - | - | - | - | - | - | - | #N/A | #N/A | #N/A | #N/A | #N/A | - | - | #N/A
650 | N | - | - | - | - | - | - | - | #N/A | #N/A | #N/A | #N/A | #N/A | - | - | #N/A
651 | N | - | - | - | - | - | - | - | #N/A | #N/A | #N/A | #N/A | #N/A | - | - | #N/A
652 | N | - | - | - | - | - | - | - | #N/A | #N/A | #N/A | #N/A | #N/A | - | - | #N/A
653 | N | - | - | - | - | - | - | - | #N/A | #N/A | #N/A | #N/A | #N/A | - | - | #N/A
654 | N | - | - | - | - | - | - | - | #N/A | #N/A | #N/A | #N/A | #N/A | - | - | #N/A
655 | N | - | - | - | - | - | - | - | #N/A | #N/A | #N/A | #N/A | #N/A | - | - | #N/A
656 | N | - | - | - | - | - | - | - | #N/A | #N/A | #N/A | #N/A | #N/A | - | - | #N/A
657 | N | - | - | - | - | - | - | - | #N/A | #N/A | #N/A | #N/A | #N/A | - | - | #N/A
658 | N | - | - | - | - | - | - | - | #N/A | #N/A | #N/A | #N/A | #N/A | - | - | #N/A
659 | N | - | - | - | - | - | - | - | #N/A | #N/A | #N/A | #N/A | #N/A | - | - | #N/A
660 | N | - | - | - | - | - | - | - | #N/A | #N/A | #N/A | #N/A | #N/A | - | - | #N/A
661 | N | - | - | - | - | - | - | - | #N/A | #N/A | #N/A | #N/A | #N/A | - | - | #N/A
662 | N | - | - | - | - | - | - | - | #N/A | #N/A | #N/A | #N/A | #N/A | - | - | #N/A
663 | N | - | - | - | - | - | - | - | #N/A | #N/A | #N/A | #N/A | #N/A | - | - | #N/A
664 | N | - | - | - | - | - | - | - | #N/A | #N/A | #N/A | #N/A | #N/A | - | - | #N/A
665 | N | - | - | - | - | - | - | - | #N/A | #N/A | #N/A | #N/A | #N/A | - | - | #N/A
666 | N | - | - | - | - | - | - | - | #N/A | #N/A | #N/A | #N/A | #N/A | - | - | #N/A
667 | N | - | - | - | - | - | - | - | #N/A | #N/A | #N/A | #N/A | #N/A | - | - | #N/A
668 | N | - | - | - | - | - | - | - | #N/A | #N/A | #N/A | #N/A | #N/A | - | - | #N/A
669 | N | - | - | - | - | - | - | - | #N/A | #N/A | #N/A | #N/A | #N/A | - | - | #N/A
670 | N | - | - | - | - | - | - | - | #N/A | #N/A | #N/A | #N/A | #N/A | - | - | #N/A
671 | N | - | - | - | - | - | - | - | #N/A | #N/A | #N/A | #N/A | #N/A | - | - | #N/A
672 | N | - | - | - | - | - | - | - | #N/A | #N/A | #N/A | #N/A | #N/A | - | - | #N/A
673 | N | - | - | - | - | - | - | - | #N/A | #N/A | #N/A | #N/A | #N/A | - | - | #N/A
674 | N | - | - | - | - | - | - | - | #N/A | #N/A | #N/A | #N/A | #N/A | - | - | #N/A
675 | N | - | - | - | - | - | - | - | #N/A | #N/A | #N/A | #N/A | #N/A | - | - | #N/A
676 | N | - | - | - | - | - | - | - | #N/A | #N/A | #N/A | #N/A | #N/A | - | - | #N/A
677 | N | - | - | - | - | - | - | - | #N/A | #N/A | #N/A | #N/A | #N/A | - | - | #N/A
678 | N | - | - | - | - | - | - | - | #N/A | #N/A | #N/A | #N/A | #N/A | - | - | #N/A
679 | N | - | - | - | - | - | - | - | #N/A | #N/A | #N/A | #N/A | #N/A | - | - | #N/A
680 | N | - | - | - | - | - | - | - | #N/A | #N/A | #N/A | #N/A | #N/A | - | - | #N/A
681 | N | - | - | - | - | - | - | - | #N/A | #N/A | #N/A | #N/A | #N/A | - | - | #N/A
682 | N | - | - | - | - | - | - | - | #N/A | #N/A | #N/A | #N/A | #N/A | - | - | #N/A
683 | N | - | - | - | - | - | - | - | #N/A | #N/A | #N/A | #N/A | #N/A | - | - | #N/A
684 | N | - | - | - | - | - | - | - | #N/A | #N/A | #N/A | #N/A | #N/A | - | - | #N/A
685 | N | - | - | - | - | - | - | - | #N/A | #N/A | #N/A | #N/A | #N/A | - | - | #N/A
686 | N | - | - | - | - | - | - | - | #N/A | #N/A | #N/A | #N/A | #N/A | - | - | #N/A
687 | N | - | - | - | - | - | - | - | #N/A | #N/A | #N/A | #N/A | #N/A | - | - | #N/A
688 | N | - | - | - | - | - | - | - | #N/A | #N/A | #N/A | #N/A | #N/A | - | - | #N/A
689 | N | - | - | - | - | - | - | - | #N/A | #N/A | #N/A | #N/A | #N/A | - | - | #N/A
690 | N | - | - | - | - | - | - | - | #N/A | #N/A | #N/A | #N/A | #N/A | - | - | #N/A
691 | N | - | - | - | - | - | - | - | #N/A | #N/A | #N/A | #N/A | #N/A | - | - | #N/A
692 | N | - | - | - | - | - | - | - | #N/A | #N/A | #N/A | #N/A | #N/A | - | - | #N/A
693 | N | - | - | - | - | - | - | - | #N/A | #N/A | #N/A | #N/A | #N/A | - | - | #N/A
694 | N | - | - | - | - | - | - | - | #N/A | #N/A | #N/A | #N/A | #N/A | - | - | #N/A
695 | N | - | - | - | - | - | - | - | #N/A | #N/A | #N/A | #N/A | #N/A | - | - | #N/A
696 | N | - | - | - | - | - | - | - | #N/A | #N/A | #N/A | #N/A | #N/A | - | - | #N/A
697 | N | - | - | - | - | - | - | - | #N/A | #N/A | #N/A | #N/A | #N/A | - | - | #N/A
698 | N | - | - | - | - | - | - | - | #N/A | #N/A | #N/A | #N/A | #N/A | - | - | #N/A
699 | N | - | - | - | - | - | - | - | #N/A | #N/A | #N/A | #N/A | #N/A | - | - | #N/A
700 | N | - | - | - | - | - | - | - | #N/A | #N/A | #N/A | #N/A | #N/A | - | - | #N/A
701 | N | - | - | - | - | - | - | - | #N/A | #N/A | #N/A | #N/A | #N/A | - | - | #N/A
702 | N | - | - | - | - | - | - | - | #N/A | #N/A | #N/A | #N/A | #N/A | - | - | #N/A
703 | N | - | - | - | - | - | - | - | #N/A | #N/A | #N/A | #N/A | #N/A | - | - | #N/A
704 | N | - | - | - | - | - | - | - | #N/A | #N/A | #N/A | #N/A | #N/A | - | - | #N/A
705 | N | - | - | - | - | - | - | - | #N/A | #N/A | #N/A | #N/A | #N/A | - | - | #N/A
706 | N | - | - | - | - | - | - | - | #N/A | #N/A | #N/A | #N/A | #N/A | - | - | #N/A
707 | N | - | - | - | - | - | - | - | #N/A | #N/A | #N/A | #N/A | #N/A | - | - | #N/A
708 | N | - | - | - | - | - | - | - | #N/A | #N/A | #N/A | #N/A | #N/A | - | - | #N/A
709 | N | - | - | - | - | - | - | - | #N/A | #N/A | #N/A | #N/A | #N/A | - | - | #N/A
710 | N | - | - | - | - | - | - | - | #N/A | #N/A | #N/A | #N/A | #N/A | - | - | #N/A
711 | N | - | - | - | - | - | - | - | #N/A | #N/A | #N/A | #N/A | #N/A | - | - | #N/A
712 | N | - | - | - | - | - | - | - | #N/A | #N/A | #N/A | #N/A | #N/A | - | - | #N/A
713 | N | - | - | - | - | - | - | - | #N/A | #N/A | #N/A | #N/A | #N/A | - | - | #N/A
714 | N | - | - | - | - | - | - | - | #N/A | #N/A | #N/A | #N/A | #N/A | - | - | #N/A
715 | N | - | - | - | - | - | - | - | #N/A | #N/A | #N/A | #N/A | #N/A | - | - | #N/A
716 | N | - | - | - | - | - | - | - | #N/A | #N/A | #N/A | #N/A | #N/A | - | - | #N/A
717 | N | - | - | - | - | - | - | - | #N/A | #N/A | #N/A | #N/A | #N/A | - | - | #N/A
718 | N | - | - | - | - | - | - | - | #N/A | #N/A | #N/A | #N/A | #N/A | - | - | #N/A
719 | N | - | - | - | - | - | - | - | #N/A | #N/A | #N/A | #N/A | #N/A | - | - | #N/A
720 | N | - | - | - | - | - | - | - | #N/A | #N/A | #N/A | #N/A | #N/A | - | - | #N/A
721 | N | - | - | - | - | - | - | - | #N/A | #N/A | #N/A | #N/A | #N/A | - | - | #N/A
722 | N | - | - | - | - | - | - | - | #N/A | #N/A | #N/A | #N/A | #N/A | - | - | #N/A
723 | N | - | - | - | - | - | - | - | #N/A | #N/A | #N/A | #N/A | #N/A | - | - | #N/A
724 | N | - | - | - | - | - | - | - | #N/A | #N/A | #N/A | #N/A | #N/A | - | - | #N/A
725 | N | - | - | - | - | - | - | - | #N/A | #N/A | #N/A | #N/A | #N/A | - | - | #N/A
726 | N | - | - | - | - | - | - | - | #N/A | #N/A | #N/A | #N/A | #N/A | - | - | #N/A
727 | N | - | - | - | - | - | - | - | #N/A | #N/A | #N/A | #N/A | #N/A | - | - | #N/A
728 | N | - | - | - | - | - | - | - | #N/A | #N/A | #N/A | #N/A | #N/A | - | - | #N/A
729 | N | - | - | - | - | - | - | - | #N/A | #N/A | #N/A | #N/A | #N/A | - | - | #N/A
730 | N | - | - | - | - | - | - | - | #N/A | #N/A | #N/A | #N/A | #N/A | - | - | #N/A
731 | N | - | - | - | - | - | - | - | #N/A | #N/A | #N/A | #N/A | #N/A | - | - | #N/A
732 | N | - | - | - | - | - | - | - | #N/A | #N/A | #N/A | #N/A | #N/A | - | - | #N/A
733 | N | - | - | - | - | - | - | - | #N/A | #N/A | #N/A | #N/A | #N/A | - | - | #N/A
734 | N | - | - | - | - | - | - | - | #N/A | #N/A | #N/A | #N/A | #N/A | - | - | #N/A
735 | N | - | - | - | - | - | - | - | #N/A | #N/A | #N/A | #N/A | #N/A | - | - | #N/A
736 | N | - | - | - | - | - | - | - | #N/A | #N/A | #N/A | #N/A | #N/A | - | - | #N/A
737 | N | - | - | - | - | - | - | - | #N/A | #N/A | #N/A | #N/A | #N/A | - | - | #N/A
738 | N | - | - | - | - | - | - | - | #N/A | #N/A | #N/A | #N/A | #N/A | - | - | #N/A
739 | N | - | - | - | - | - | - | - | #N/A | #N/A | #N/A | #N/A | #N/A | - | - | #N/A
740 | N | - | - | - | - | - | - | - | #N/A | #N/A | #N/A | #N/A | #N/A | - | - | #N/A
741 | N | - | - | - | - | - | - | - | #N/A | #N/A | #N/A | #N/A | #N/A | - | - | #N/A
742 | N | - | - | - | - | - | - | - | #N/A | #N/A | #N/A | #N/A | #N/A | - | - | #N/A
743 | N | - | - | - | - | - | - | - | #N/A | #N/A | #N/A | #N/A | #N/A | - | - | #N/A
744 | N | - | - | - | - | - | - | - | #N/A | #N/A | #N/A | #N/A | #N/A | - | - | #N/A
745 | N | - | - | - | - | - | - | - | #N/A | #N/A | #N/A | #N/A | #N/A | - | - | #N/A
746 | N | - | - | - | - | - | - | - | #N/A | #N/A | #N/A | #N/A | #N/A | - | - | #N/A
747 | N | - | - | - | - | - | - | - | #N/A | #N/A | #N/A | #N/A | #N/A | - | - | #N/A
748 | N | - | - | - | - | - | - | - | #N/A | #N/A | #N/A | #N/A | #N/A | - | - | #N/A
749 | N | - | - | - | - | - | - | - | #N/A | #N/A | #N/A | #N/A | #N/A | - | - | #N/A
750 | N | - | - | - | - | - | - | - | #N/A | #N/A | #N/A | #N/A | #N/A | - | - | #N/A
751 | N | - | - | - | - | - | - | - | #N/A | #N/A | #N/A | #N/A | #N/A | - | - | #N/A
752 | N | - | - | - | - | - | - | - | #N/A | #N/A | #N/A | #N/A | #N/A | - | - | #N/A
753 | N | - | - | - | - | - | - | - | #N/A | #N/A | #N/A | #N/A | #N/A | - | - | #N/A
754 | N | - | - | - | - | - | - | - | #N/A | #N/A | #N/A | #N/A | #N/A | - | - | #N/A
755 | N | - | - | - | - | - | - | - | #N/A | #N/A | #N/A | #N/A | #N/A | - | - | #N/A
756 | N | - | - | - | - | - | - | - | #N/A | #N/A | #N/A | #N/A | #N/A | - | - | #N/A
757 | N | - | - | - | - | - | - | - | #N/A | #N/A | #N/A | #N/A | #N/A | - | - | #N/A
758 | N | - | - | - | - | - | - | - | #N/A | #N/A | #N/A | #N/A | #N/A | - | - | #N/A
759 | N | - | - | - | - | - | - | - | #N/A | #N/A | #N/A | #N/A | #N/A | - | - | #N/A
760 | N | - | - | - | - | - | - | - | #N/A | #N/A | #N/A | #N/A | #N/A | - | - | #N/A
761 | N | - | - | - | - | - | - | - | #N/A | #N/A | #N/A | #N/A | #N/A | - | - | #N/A
762 | N | - | - | - | - | - | - | - | #N/A | #N/A | #N/A | #N/A | #N/A | - | - | #N/A
763 | N | - | - | - | - | - | - | - | #N/A | #N/A | #N/A | #N/A | #N/A | - | - | #N/A
764 | N | - | - | - | - | - | - | - | #N/A | #N/A | #N/A | #N/A | #N/A | - | - | #N/A
765 | N | - | - | - | - | - | - | - | #N/A | #N/A | #N/A | #N/A | #N/A | - | - | #N/A
766 | N | - | - | - | - | - | - | - | #N/A | #N/A | #N/A | #N/A | #N/A | - | - | #N/A
767 | N | - | - | - | - | - | - | - | #N/A | #N/A | #N/A | #N/A | #N/A | - | - | #N/A
768 | N | - | - | - | - | - | - | - | #N/A | #N/A | #N/A | #N/A | #N/A | - | - | #N/A
769 | N | - | - | - | - | - | - | - | #N/A | #N/A | #N/A | #N/A | #N/A | - | - | #N/A
770 | N | - | - | - | - | - | - | - | #N/A | #N/A | #N/A | #N/A | #N/A | - | - | #N/A
771 | N | - | - | - | - | - | - | - | #N/A | #N/A | #N/A | #N/A | #N/A | - | - | #N/A
772 | N | - | - | - | - | - | - | - | #N/A | #N/A | #N/A | #N/A | #N/A | - | - | #N/A
773 | N | - | - | - | - | - | - | - | #N/A | #N/A | #N/A | #N/A | #N/A | - | - | #N/A
774 | N | - | - | - | - | - | - | - | #N/A | #N/A | #N/A | #N/A | #N/A | - | - | #N/A
775 | N | - | - | - | - | - | - | - | #N/A | #N/A | #N/A | #N/A | #N/A | - | - | #N/A
776 | N | - | - | - | - | - | - | - | #N/A | #N/A | #N/A | #N/A | #N/A | - | - | #N/A
777 | N | - | - | - | - | - | - | - | #N/A | #N/A | #N/A | #N/A | #N/A | - | - | #N/A
778 | N | - | - | - | - | - | - | - | #N/A | #N/A | #N/A | #N/A | #N/A | - | - | #N/A
779 | N | - | - | - | - | - | - | - | #N/A | #N/A | #N/A | #N/A | #N/A | - | - | #N/A
780 | N | - | - | - | - | - | - | - | #N/A | #N/A | #N/A | #N/A | #N/A | - | - | #N/A
781 | N | - | - | - | - | - | - | - | #N/A | #N/A | #N/A | #N/A | #N/A | - | - | #N/A
782 | N | - | - | - | - | - | - | - | #N/A | #N/A | #N/A | #N/A | #N/A | - | - | #N/A
783 | N | - | - | - | - | - | - | - | #N/A | #N/A | #N/A | #N/A | #N/A | - | - | #N/A
784 | N | - | - | - | - | - | - | - | #N/A | #N/A | #N/A | #N/A | #N/A | - | - | #N/A
785 | N | - | - | - | - | - | - | - | #N/A | #N/A | #N/A | #N/A | #N/A | - | - | #N/A
786 | N | - | - | - | - | - | - | - | #N/A | #N/A | #N/A | #N/A | #N/A | - | - | #N/A
787 | N | - | - | - | - | - | - | - | #N/A | #N/A | #N/A | #N/A | #N/A | - | - | #N/A
788 | N | - | - | - | - | - | - | - | #N/A | #N/A | #N/A | #N/A | #N/A | - | - | #N/A
789 | N | - | - | - | - | - | - | - | #N/A | #N/A | #N/A | #N/A | #N/A | - | - | #N/A
790 | N | - | - | - | - | - | - | - | #N/A | #N/A | #N/A | #N/A | #N/A | - | - | #N/A
791 | N | - | - | - | - | - | - | - | #N/A | #N/A | #N/A | #N/A | #N/A | - | - | #N/A
792 | N | - | - | - | - | - | - | - | #N/A | #N/A | #N/A | #N/A | #N/A | - | - | #N/A
793 | N | - | - | - | - | - | - | - | #N/A | #N/A | #N/A | #N/A | #N/A | - | - | #N/A
794 | N | - | - | - | - | - | - | - | #N/A | #N/A | #N/A | #N/A | #N/A | - | - | #N/A
795 | N | - | - | - | - | - | - | - | #N/A | #N/A | #N/A | #N/A | #N/A | - | - | #N/A
796 | N | - | - | - | - | - | - | - | #N/A | #N/A | #N/A | #N/A | #N/A | - | - | #N/A
797 | N | - | - | - | - | - | - | - | #N/A | #N/A | #N/A | #N/A | #N/A | - | - | #N/A
798 | N | - | - | - | - | - | - | - | #N/A | #N/A | #N/A | #N/A | #N/A | - | - | #N/A
799 | N | - | - | - | - | - | - | - | #N/A | #N/A | #N/A | #N/A | #N/A | - | - | #N/A
800 | N | - | - | - | - | - | - | - | #N/A | #N/A | #N/A | #N/A | #N/A | - | - | #N/A
801 | N | - | - | - | - | - | - | - | #N/A | #N/A | #N/A | #N/A | #N/A | - | - | #N/A
802 | N | - | - | - | - | - | - | - | #N/A | #N/A | #N/A | #N/A | #N/A | - | - | #N/A
803 | N | - | - | - | - | - | - | - | #N/A | #N/A | #N/A | #N/A | #N/A | - | - | #N/A
804 | N | - | - | - | - | - | - | - | #N/A | #N/A | #N/A | #N/A | #N/A | - | - | #N/A
805 | N | - | - | - | - | - | - | - | #N/A | #N/A | #N/A | #N/A | #N/A | - | - | #N/A
806 | N | - | - | - | - | - | - | - | #N/A | #N/A | #N/A | #N/A | #N/A | - | - | #N/A
807 | N | - | - | - | - | - | - | - | #N/A | #N/A | #N/A | #N/A | #N/A | - | - | #N/A
808 | N | - | - | - | - | - | - | - | #N/A | #N/A | #N/A | #N/A | #N/A | - | - | #N/A
809 | N | - | - | - | - | - | - | - | #N/A | #N/A | #N/A | #N/A | #N/A | - | - | #N/A
810 | N | - | - | - | - | - | - | - | #N/A | #N/A | #N/A | #N/A | #N/A | - | - | #N/A
811 | N | - | - | - | - | - | - | - | #N/A | #N/A | #N/A | #N/A | #N/A | - | - | #N/A
812 | N | - | - | - | - | - | - | - | #N/A | #N/A | #N/A | #N/A | #N/A | - | - | #N/A
813 | N | - | - | - | - | - | - | - | #N/A | #N/A | #N/A | #N/A | #N/A | - | - | #N/A
814 | N | - | - | - | - | - | - | - | #N/A | #N/A | #N/A | #N/A | #N/A | - | - | #N/A
815 | N | - | - | - | - | - | - | - | #N/A | #N/A | #N/A | #N/A | #N/A | - | - | #N/A
816 | N | - | - | - | - | - | - | - | #N/A | #N/A | #N/A | #N/A | #N/A | - | - | #N/A
817 | N | - | - | - | - | - | - | - | #N/A | #N/A | #N/A | #N/A | #N/A | - | - | #N/A
818 | N | - | - | - | - | - | - | - | #N/A | #N/A | #N/A | #N/A | #N/A | - | - | #N/A
819 | N | - | - | - | - | - | - | - | #N/A | #N/A | #N/A | #N/A | #N/A | - | - | #N/A
820 | N | - | - | - | - | - | - | - | #N/A | #N/A | #N/A | #N/A | #N/A | - | - | #N/A
821 | N | - | - | - | - | - | - | - | #N/A | #N/A | #N/A | #N/A | #N/A | - | - | #N/A
822 | N | - | - | - | - | - | - | - | #N/A | #N/A | #N/A | #N/A | #N/A | - | - | #N/A
823 | N | - | - | - | - | - | - | - | #N/A | #N/A | #N/A | #N/A | #N/A | - | - | #N/A
824 | N | - | - | - | - | - | - | - | #N/A | #N/A | #N/A | #N/A | #N/A | - | - | #N/A
825 | N | - | - | - | - | - | - | - | #N/A | #N/A | #N/A | #N/A | #N/A | - | - | #N/A
826 | N | - | - | - | - | - | - | - | #N/A | #N/A | #N/A | #N/A | #N/A | - | - | #N/A
827 | N | - | - | - | - | - | - | - | #N/A | #N/A | #N/A | #N/A | #N/A | - | - | #N/A
828 | N | - | - | - | - | - | - | - | #N/A | #N/A | #N/A | #N/A | #N/A | - | - | #N/A
829 | N | - | - | - | - | - | - | - | #N/A | #N/A | #N/A | #N/A | #N/A | - | - | #N/A
830 | N | - | - | - | - | - | - | - | #N/A | #N/A | #N/A | #N/A | #N/A | - | - | #N/A
831 | N | - | - | - | - | - | - | - | #N/A | #N/A | #N/A | #N/A | #N/A | - | - | #N/A
832 | N | - | - | - | - | - | - | - | #N/A | #N/A | #N/A | #N/A | #N/A | - | - | #N/A
833 | N | - | - | - | - | - | - | - | #N/A | #N/A | #N/A | #N/A | #N/A | - | - | #N/A
834 | N | - | - | - | - | - | - | - | #N/A | #N/A | #N/A | #N/A | #N/A | - | - | #N/A
835 | N | - | - | - | - | - | - | - | #N/A | #N/A | #N/A | #N/A | #N/A | - | - | #N/A
836 | N | - | - | - | - | - | - | - | #N/A | #N/A | #N/A | #N/A | #N/A | - | - | #N/A
837 | N | - | - | - | - | - | - | - | #N/A | #N/A | #N/A | #N/A | #N/A | - | - | #N/A
838 | N | - | - | - | - | - | - | - | #N/A | #N/A | #N/A | #N/A | #N/A | - | - | #N/A
839 | N | - | - | - | - | - | - | - | #N/A | #N/A | #N/A | #N/A | #N/A | - | - | #N/A
840 | N | - | - | - | - | - | - | - | #N/A | #N/A | #N/A | #N/A | #N/A | - | - | #N/A
841 | N | - | - | - | - | - | - | - | #N/A | #N/A | #N/A | #N/A | #N/A | - | - | #N/A
842 | N | - | - | - | - | - | - | - | #N/A | #N/A | #N/A | #N/A | #N/A | - | - | #N/A
843 | N | - | - | - | - | - | - | - | #N/A | #N/A | #N/A | #N/A | #N/A | - | - | #N/A
844 | N | - | - | - | - | - | - | - | #N/A | #N/A | #N/A | #N/A | #N/A | - | - | #N/A
845 | N | - | - | - | - | - | - | - | #N/A | #N/A | #N/A | #N/A | #N/A | - | - | #N/A
846 | N | - | - | - | - | - | - | - | #N/A | #N/A | #N/A | #N/A | #N/A | - | - | #N/A
847 | N | - | - | - | - | - | - | - | #N/A | #N/A | #N/A | #N/A | #N/A | - | - | #N/A
848 | N | - | - | - | - | - | - | - | #N/A | #N/A | #N/A | #N/A | #N/A | - | - | #N/A
849 | N | - | - | - | - | - | - | - | #N/A | #N/A | #N/A | #N/A | #N/A | - | - | #N/A
850 | N | - | - | - | - | - | - | - | #N/A | #N/A | #N/A | #N/A | #N/A | - | - | #N/A
851 | N | - | - | - | - | - | - | - | #N/A | #N/A | #N/A | #N/A | #N/A | - | - | #N/A
852 | N | - | - | - | - | - | - | - | #N/A | #N/A | #N/A | #N/A | #N/A | - | - | #N/A
853 | N | - | - | - | - | - | - | - | #N/A | #N/A | #N/A | #N/A | #N/A | - | - | #N/A
854 | N | - | - | - | - | - | - | - | #N/A | #N/A | #N/A | #N/A | #N/A | - | - | #N/A
855 | N | - | - | - | - | - | - | - | #N/A | #N/A | #N/A | #N/A | #N/A | - | - | #N/A
856 | N | - | - | - | - | - | - | - | #N/A | #N/A | #N/A | #N/A | #N/A | - | - | #N/A
857 | N | - | - | - | - | - | - | - | #N/A | #N/A | #N/A | #N/A | #N/A | - | - | #N/A
858 | N | - | - | - | - | - | - | - | #N/A | #N/A | #N/A | #N/A | #N/A | - | - | #N/A
859 | N | - | - | - | - | - | - | - | #N/A | #N/A | #N/A | #N/A | #N/A | - | - | #N/A
860 | N | - | - | - | - | - | - | - | #N/A | #N/A | #N/A | #N/A | #N/A | - | - | #N/A
861 | N | - | - | - | - | - | - | - | #N/A | #N/A | #N/A | #N/A | #N/A | - | - | #N/A
862 | N | - | - | - | - | - | - | - | #N/A | #N/A | #N/A | #N/A | #N/A | - | - | #N/A
863 | N | - | - | - | - | - | - | - | #N/A | #N/A | #N/A | #N/A | #N/A | - | - | #N/A
864 | N | - | - | - | - | - | - | - | #N/A | #N/A | #N/A | #N/A | #N/A | - | - | #N/A
865 | N | - | - | - | - | - | - | - | #N/A | #N/A | #N/A | #N/A | #N/A | - | - | #N/A
866 | N | - | - | - | - | - | - | - | #N/A | #N/A | #N/A | #N/A | #N/A | - | - | #N/A
867 | N | - | - | - | - | - | - | - | #N/A | #N/A | #N/A | #N/A | #N/A | - | - | #N/A
868 | N | - | - | - | - | - | - | - | #N/A | #N/A | #N/A | #N/A | #N/A | - | - | #N/A
869 | N | - | - | - | - | - | - | - | #N/A | #N/A | #N/A | #N/A | #N/A | - | - | #N/A
870 | N | - | - | - | - | - | - | - | #N/A | #N/A | #N/A | #N/A | #N/A | - | - | #N/A
871 | N | - | - | - | - | - | - | - | #N/A | #N/A | #N/A | #N/A | #N/A | - | - | #N/A
872 | N | - | - | - | - | - | - | - | #N/A | #N/A | #N/A | #N/A | #N/A | - | - | #N/A
873 | N | - | - | - | - | - | - | - | #N/A | #N/A | #N/A | #N/A | #N/A | - | - | #N/A
874 | N | - | - | - | - | - | - | - | #N/A | #N/A | #N/A | #N/A | #N/A | - | - | #N/A
875 | N | - | - | - | - | - | - | - | #N/A | #N/A | #N/A | #N/A | #N/A | - | - | #N/A
876 | N | - | - | - | - | - | - | - | #N/A | #N/A | #N/A | #N/A | #N/A | - | - | #N/A
877 | N | - | - | - | - | - | - | - | #N/A | #N/A | #N/A | #N/A | #N/A | - | - | #N/A
878 | N | - | - | - | - | - | - | - | #N/A | #N/A | #N/A | #N/A | #N/A | - | - | #N/A
879 | N | - | - | - | - | - | - | - | #N/A | #N/A | #N/A | #N/A | #N/A | - | - | #N/A
880 | N | - | - | - | - | - | - | - | #N/A | #N/A | #N/A | #N/A | #N/A | - | - | #N/A
881 | N | - | - | - | - | - | - | - | #N/A | #N/A | #N/A | #N/A | #N/A | - | - | #N/A
882 | N | - | - | - | - | - | - | - | #N/A | #N/A | #N/A | #N/A | #N/A | - | - | #N/A
883 | N | - | - | - | - | - | - | - | #N/A | #N/A | #N/A | #N/A | #N/A | - | - | #N/A
884 | N | - | - | - | - | - | - | - | #N/A | #N/A | #N/A | #N/A | #N/A | - | - | #N/A
885 | N | - | - | - | - | - | - | - | #N/A | #N/A | #N/A | #N/A | #N/A | - | - | #N/A
886 | N | - | - | - | - | - | - | - | #N/A | #N/A | #N/A | #N/A | #N/A | - | - | #N/A
887 | N | - | - | - | - | - | - | - | #N/A | #N/A | #N/A | #N/A | #N/A | - | - | #N/A
888 | Too long | - | - | - | - | - | - | - | #N/A | #N/A | #N/A | #N/A | #N/A | - | - | #N/A
889 | Too long | - | - | - | - | - | - | - | #N/A | #N/A | #N/A | #N/A | #N/A | - | - | #N/A

## Gen Cluster Export
Col Name | cluster by | Type Code | Type Code | Total Capacity (GW) | Total Capacity (GW) | Fuel | Weighted Average Heat Rate (MMBTU/MWh) | Average Capacity (GW) | Cluster Name Code
Col | 2 | 0 | 0 | 12 | 12 | 1 | 10 | 11 | 6
Check | cluster by | Type Code | Type Code | Total Capacity (GW) | Total Capacity (GW) | Fuel | Weighted Average Heat Rate (MMBTU/MWh) | Average Capacity (GW) | Cluster Name Code
|  | Cluster by | all |  | To Update: | Specify deisred cluster by parameter. Adjust valid filter to only show OK
|  | Number of Unit Types | 7
row offset | valid |  | type | cap_cur | cap_max | fuel | heatrate | gen_size | extended_type
0 |  | * | [code] | [GW] | [GW] | [name] | [MBTU/MWh] | [GW] | [code]
1 | N | - | - | - | - | - | - | - | -
2 | N | - | - | - | - | - | - | - | -
3 | N | - | - | - | - | - | - | - | -
4 | N | - | - | - | - | - | - | - | -
5 | N | - | - | - | - | - | - | - | -
6 | N | - | - | - | - | - | - | - | -
7 | N | - | - | - | - | - | - | - | -
8 | N | - | - | - | - | - | - | - | -
9 | N | - | - | - | - | - | - | - | -
10 | N | - | - | - | - | - | - | - | -
11 | N | - | - | - | - | - | - | - | -
12 | N | - | - | - | - | - | - | - | -
13 | N | - | - | - | - | - | - | - | -
14 | N | - | - | - | - | - | - | - | -
15 | N | - | - | - | - | - | - | - | -
16 | N | - | - | - | - | - | - | - | -
17 | N | - | - | - | - | - | - | - | -
18 | OK | coal_lig_st | coal_lig_st | #VALUE! | #VALUE! | coal_lig |  | #VALUE! | coal_lig_st | #VALUE!
19 | OK | coal_sub_st | coal_sub_st | 2.2904 | 2.2904 | coal_sub | 10.5357 | 0.5726 | coal_sub_st | 4
20 | OK | ng_cc | ng_cc | 3.4266 | 3.4266 | ng | 7.5503 | 0.48951 | ng_cc | 7
21 | OK | ng_gt | ng_gt | 0.99018 | 0.99018 | ng | 11.4027 | 0.11002 | ng_gt | 9
22 | OK | ng_st | ng_st | #VALUE! | #VALUE! | ng |  | #VALUE! | ng_st | #VALUE!
23 | OK | u235_st | u235_st | #VALUE! | #VALUE! | u235 |  | #VALUE! | u235_st | #VALUE!
24 | OK | wind | wind | 0.5 | 0.5 | wind | 1 | 0.5 | wind | 1
25 | N | - | - | - | - | - | - | - | -
26 | N | - | - | - | - | - | - | - | -
27 | N | - | - | - | - | - | - | - | -
28 | N | - | - | - | - | - | - | - | -
29 | N | - | - | - | - | - | - | - | -
30 | N | - | - | - | - | - | - | - | -
31 | N | - | - | - | - | - | - | - | -
32 | N | - | - | - | - | - | - | - | -
33 | N | - | - | - | - | - | - | - | -
34 | N | - | - | - | - | - | - | - | -
35 | N | - | - | - | - | - | - | - | -
36 | N | - | - | - | - | - | - | - | -
37 | N | - | - | - | - | - | - | - | -
38 | N | - | - | - | - | - | - | - | -
39 | N | - | - | - | - | - | - | - | -
40 | N | - | - | - | - | - | - | - | -
41 | N | - | - | - | - | - | - | - | -
42 | N | - | - | - | - | - | - | - | -
43 | N | - | - | - | - | - | - | - | -
44 | N | - | - | - | - | - | - | - | -
45 | N | - | - | - | - | - | - | - | -
46 | N | - | - | - | - | - | - | - | -
47 | N | - | - | - | - | - | - | - | -
48 | N | - | - | - | - | - | - | - | -
49 | N | - | - | - | - | - | - | - | -
50 | N | - | - | - | - | - | - | - | -
51 | N | - | - | - | - | - | - | - | -
52 | N | - | - | - | - | - | - | - | -
53 | N | - | - | - | - | - | - | - | -
54 | N | - | - | - | - | - | - | - | -
55 | N | - | - | - | - | - | - | - | -
56 | N | - | - | - | - | - | - | - | -
57 | N | - | - | - | - | - | - | - | -
58 | N | - | - | - | - | - | - | - | -
59 | Too long | - | - | - | - | - | - | - | -
60 | Too long | - | - | - | - | - | - | - | -
#VALUE!

## Gen Plant Clust
Plant Name for by Plant clusters | Generator Unit Name (Plant & unit ID) |  | Type Code | Capacity (GW) | Capacity (GW) | Fuel (Name from Fuels tab) | eGrid Heatrate for PLANT (not gen specific) MMBTU/MWh | Capacity (GW) |  | # Units in Plant | [7 empty] | Year on-line | Mixed Plant?
22 | 1 | Manual Paste using MATLAB's unique | 5 | 2 | 2 | 3 | 6 | 2 |  | 23 | [7 empty] | 7 | 21
Plant Name for by Plant clusters | Generator Unit Name (Plant & unit ID) |  | Type Code | Capacity (GW) | Capacity (GW) | Fuel (Name from Fuels tab) | eGrid Heatrate for PLANT (not gen specific) MMBTU/MWh | Capacity (GW) |  | # Units in Plant | [7 empty] | Year On-line | Mixed Plant?
|  | Number of Units | 14
|  | Max Number of units in Gen Sort | 1000 | for lookup | [10 empty] | age | size | efficiency | <-- Cluster category
[15 empty] | 3 | 6 | 9 | <-- Cluster Param Column
[15 empty] | 3 | 3 | 3 | <-- Cluster # in category
row offset | valid |  | type | cap_cur | cap_max | fuel | heatrate | gen_size | extended_type | units per plant entered as data in Gen Master | Units counted as matching in Gen Sort (Used Here) | Manual Unit # Mismatch Review | integer gen_size check | use_cluster | age_clust | size_clust | efficiency_clust | first_yr | mixed plant | Cluster Param Row
|  | * | [code] | [GW] | [MW] | [name] | [MBTU/MWh] | [MW] | [code] |  |  |  |  | [T/F] | [code] | [code] | [code] | [YYYY] | [Y/N]
1 | OK | Arthur_Von_Rosenberg | ng_cc | 0.55 | 0.55 | ng | 7.4991 | 0.55 | ng_cc_midAge_med_hiEff | 1 | 1 |  | 0 | TRUE | midAge | med | hiEff | 2000 |  | 4
#N/A | #N/A | Barney_M_Davis | #N/A | #N/A | #N/A | #N/A | #N/A | #N/A | #N/A | #N/A | #N/A |  | #N/A | #N/A | #N/A | #N/A | #N/A | #N/A | #N/A | #N/A
4 | OK | Bastrop_Energy_Center | ng_cc | 0.7278 | 0.7278 | ng | 7.8449 | 0.7278 | ng_cc_midAge_med_avgEff | 1 | 1 |  | 0 | TRUE | midAge | med | avgEff | 2002 |  | 4
#N/A | #N/A | Big_Brown | #N/A | #N/A | #N/A | #N/A | #N/A | #N/A | #N/A | #N/A | #N/A |  | #N/A | #N/A | #N/A | #N/A | #N/A | #N/A | #N/A | #N/A
9 | OK | Bosque_County_Peaking_CCGT | ng_cc | 0.499 | 0.499 | ng | 7.6394 | 0.499 | ng_cc_midAge_med_avgEff | 1 | 1 |  | 0 | TRUE | midAge | med | avgEff | 2001 |  | 4
7 | OK | Bosque_County_Peaking_GT | ng_gt | 0.308 | 0.308 | ng | 7.6394 | 0.154 | ng_gt_midAge_med_hiEff | 2 | 2 |  | 0 | TRUE | midAge | med | hiEff | 2000 | Y | 5
10 | OK | Brazos_Valley_Generating_Facility | ng_cc | 0.6756 | 0.6756 | ng | 7.4617 | 0.6756 | ng_cc_old_med_hiEff | 1 | 1 |  | 0 | TRUE | old | med | hiEff | 1980 |  | 4
#N/A | #N/A | Bryan | #N/A | #N/A | #N/A | #N/A | #N/A | #N/A | #N/A | #N/A | #N/A | OK only 1 in eGrid | #N/A | #N/A | #N/A | #N/A | #N/A | #N/A | #N/A | #N/A
#N/A | #N/A | Cedar_Bayou | #N/A | #N/A | #N/A | #N/A | #N/A | #N/A | #N/A | #N/A | #N/A | OK only 2 in eGrid | #N/A | #N/A | #N/A | #N/A | #N/A | #N/A | #N/A | #N/A
14 | OK | Coleto_Creek | coal_sub_st | 0.6004 | 0.6004 | coal_sub | 10.1328 | 0.6004 | coal_sub_st_midAge_med_hiEff | 1 | 1 |  | 0 | TRUE | midAge | med | hiEff | 1980 | N | 3
15 | OK | Colorado_Bend_Energy_Center | ng_cc | 0.5562 | 0.5562 | ng | 7.3856 | 0.2781 | ng_cc_midAge_med_hiEff | 1 | 2 | OK, Manual Add | 0 | TRUE | midAge | med | hiEff | 2007 |  | 4
#N/A | #N/A | Comanche_Peak | #N/A | #N/A | #N/A | #N/A | #N/A | #N/A | #N/A | #N/A | #N/A |  | #N/A | #N/A | #N/A | #N/A | #N/A | #N/A | #N/A | #N/A
#N/A | #N/A | Dansby_ST | #N/A | #N/A | #N/A | #N/A | #N/A | #N/A | #N/A | #N/A | #N/A |  | #N/A | #N/A | #N/A | #N/A | #N/A | #N/A | #N/A | #N/A
30 | OK | DeCordova_Steam_Electric_Station_GT | ng_gt | 0.0894 | 0.0894 | ng | 12.1467 | 0.0894 | ng_gt_midAge_med_avgEff | 4 | 1 |  | 0 | TRUE | midAge | med | avgEff | 1990 | Y | 5
#N/A | #N/A | DeCordova_Steam_Electric_Station_ST | #N/A | #N/A | #N/A | #N/A | #N/A | #N/A | #N/A | #N/A | #N/A |  | #N/A | #N/A | #N/A | #N/A | #N/A | #N/A | #N/A | #N/A
#N/A | #N/A | Decker_Creek_GT | #N/A | #N/A | #N/A | #N/A | #N/A | #N/A | #N/A | #N/A | #N/A |  | #N/A | #N/A | #N/A | #N/A | #N/A | #N/A | #N/A | #N/A
#N/A | #N/A | Decker_Creek_ST | #N/A | #N/A | #N/A | #N/A | #N/A | #N/A | #N/A | #N/A | #N/A |  | #N/A | #N/A | #N/A | #N/A | #N/A | #N/A | #N/A | #N/A
31 | OK | Ennis_Power_Company_LLC | ng_cc | 0.418 | 0.418 | ng | 7.3607 | 0.418 | ng_cc_midAge_med_hiEff | 1 | 1 |  | 0 | TRUE | midAge | med | hiEff | 2002 |  | 4
#N/A | #N/A | Exelon_LaPorte_Generating_Station | #N/A | #N/A | #N/A | #N/A | #N/A | #N/A | #N/A | #N/A | #N/A |  | #N/A | #N/A | #N/A | #N/A | #N/A | #N/A | #N/A | #N/A
36 | OK | Fayette_Power_Project | coal_sub_st | 1.69 | 1.69 | coal_sub | 10.6789 | 0.5633 | coal_sub_st_old_med_avgEff | 3 | 3 | Cap Adjust for integer | -0.0001 | TRUE | old | med | avgEff | 1979 | N | 3
#N/A | #N/A | Forney_Energy_Center | #N/A | #N/A | #N/A | #N/A | #N/A | #N/A | #N/A | #N/A | #N/A |  | #N/A | #N/A | #N/A | #N/A | #N/A | #N/A | #N/A | #N/A
#N/A | #N/A | Freestone_Power_Generation_LP | #N/A | #N/A | #N/A | #N/A | #N/A | #N/A | #N/A | #N/A | #N/A |  | #N/A | #N/A | #N/A | #N/A | #N/A | #N/A | #N/A | #N/A
#N/A | #N/A | Frontera_Energy_Center | #N/A | #N/A | #N/A | #N/A | #N/A | #N/A | #N/A | #N/A | #N/A |  | #N/A | #N/A | #N/A | #N/A | #N/A | #N/A | #N/A | #N/A
#N/A | #N/A | Gibbons_Creek | #N/A | #N/A | #N/A | #N/A | #N/A | #N/A | #N/A | #N/A | #N/A |  | #N/A | #N/A | #N/A | #N/A | #N/A | #N/A | #N/A | #N/A
#N/A | #N/A | Graham | #N/A | #N/A | #N/A | #N/A | #N/A | #N/A | #N/A | #N/A | #N/A | Cap Adjust for integer | #N/A | #N/A | #N/A | #N/A | #N/A | #N/A | #N/A | #N/A
#N/A | #N/A | Greens_Bayou | #N/A | #N/A | #N/A | #N/A | #N/A | #N/A | #N/A | #N/A | #N/A | Cap Adjust for integer | #N/A | #N/A | #N/A | #N/A | #N/A | #N/A | #N/A | #N/A
#N/A | #N/A | Guadalupe_Generating_Station | #N/A | #N/A | #N/A | #N/A | #N/A | #N/A | #N/A | #N/A | #N/A |  | #N/A | #N/A | #N/A | #N/A | #N/A | #N/A | #N/A | #N/A
#N/A | #N/A | Handley | #N/A | #N/A | #N/A | #N/A | #N/A | #N/A | #N/A | #N/A | #N/A | OK, 1 unit filtered out | #N/A | #N/A | #N/A | #N/A | #N/A | #N/A | #N/A | #N/A
#N/A | #N/A | Hays_Energy_Project | #N/A | #N/A | #N/A | #N/A | #N/A | #N/A | #N/A | #N/A | #N/A | Cap Adjust for integer | #N/A | #N/A | #N/A | #N/A | #N/A | #N/A | #N/A | #N/A
#N/A | #N/A | Hidalgo_Energy_Center | #N/A | #N/A | #N/A | #N/A | #N/A | #N/A | #N/A | #N/A | #N/A | OK, 1 combined unit | #N/A | #N/A | #N/A | #N/A | #N/A | #N/A | #N/A | #N/A
#N/A | #N/A | J_K_Spruce | #N/A | #N/A | #N/A | #N/A | #N/A | #N/A | #N/A | #N/A | #N/A |  | #N/A | #N/A | #N/A | #N/A | #N/A | #N/A | #N/A | #N/A
#N/A | #N/A | J_T_Deely | #N/A | #N/A | #N/A | #N/A | #N/A | #N/A | #N/A | #N/A | #N/A |  | #N/A | #N/A | #N/A | #N/A | #N/A | #N/A | #N/A | #N/A
#N/A | #N/A | Jack_County | #N/A | #N/A | #N/A | #N/A | #N/A | #N/A | #N/A | #N/A | #N/A | OK, 1 combined unit | #N/A | #N/A | #N/A | #N/A | #N/A | #N/A | #N/A | #N/A
#N/A | #N/A | Kiamichi_Energy_Facility | #N/A | #N/A | #N/A | #N/A | #N/A | #N/A | #N/A | #N/A | #N/A |  | #N/A | #N/A | #N/A | #N/A | #N/A | #N/A | #N/A | #N/A
#N/A | #N/A | Lake_Creek_ng_ST | #N/A | #N/A | #N/A | #N/A | #N/A | #N/A | #N/A | #N/A | #N/A |  | #N/A | #N/A | #N/A | #N/A | #N/A | #N/A | #N/A | #N/A
#N/A | #N/A | Lake_Hubbard | #N/A | #N/A | #N/A | #N/A | #N/A | #N/A | #N/A | #N/A | #N/A | Cap Adjust for integer | #N/A | #N/A | #N/A | #N/A | #N/A | #N/A | #N/A | #N/A
#N/A | #N/A | Lamar_Power_Project | #N/A | #N/A | #N/A | #N/A | #N/A | #N/A | #N/A | #N/A | #N/A |  | #N/A | #N/A | #N/A | #N/A | #N/A | #N/A | #N/A | #N/A
#N/A | #N/A | Laredo | #N/A | #N/A | #N/A | #N/A | #N/A | #N/A | #N/A | #N/A | #N/A | OK, 2 units filtered out | #N/A | #N/A | #N/A | #N/A | #N/A | #N/A | #N/A | #N/A
#N/A | #N/A | Leon_Creek | #N/A | #N/A | #N/A | #N/A | #N/A | #N/A | #N/A | #N/A | #N/A | Cap Adjust for integer | #N/A | #N/A | #N/A | #N/A | #N/A | #N/A | #N/A | #N/A
#N/A | #N/A | Limestone | #N/A | #N/A | #N/A | #N/A | #N/A | #N/A | #N/A | #N/A | #N/A |  | #N/A | #N/A | #N/A | #N/A | #N/A | #N/A | #N/A | #N/A
#N/A | #N/A | Lost_Pines_1_Power_Project | #N/A | #N/A | #N/A | #N/A | #N/A | #N/A | #N/A | #N/A | #N/A |  | #N/A | #N/A | #N/A | #N/A | #N/A | #N/A | #N/A | #N/A
#N/A | #N/A | Magic_Valley_Generating_Station | #N/A | #N/A | #N/A | #N/A | #N/A | #N/A | #N/A | #N/A | #N/A |  | #N/A | #N/A | #N/A | #N/A | #N/A | #N/A | #N/A | #N/A
#N/A | #N/A | Martin_Lake | #N/A | #N/A | #N/A | #N/A | #N/A | #N/A | #N/A | #N/A | #N/A |  | #N/A | #N/A | #N/A | #N/A | #N/A | #N/A | #N/A | #N/A
#N/A | #N/A | Midlothian_Energy_Facility | #N/A | #N/A | #N/A | #N/A | #N/A | #N/A | #N/A | #N/A | #N/A |  | #N/A | #N/A | #N/A | #N/A | #N/A | #N/A | #N/A | #N/A
#N/A | #N/A | Monticello | #N/A | #N/A | #N/A | #N/A | #N/A | #N/A | #N/A | #N/A | #N/A |  | #N/A | #N/A | #N/A | #N/A | #N/A | #N/A | #N/A | #N/A
#N/A | #N/A | Morgan_Creek | #N/A | #N/A | #N/A | #N/A | #N/A | #N/A | #N/A | #N/A | #N/A | Cap Adjust for integer | #N/A | #N/A | #N/A | #N/A | #N/A | #N/A | #N/A | #N/A
#N/A | #N/A | Mountain_Creek | #N/A | #N/A | #N/A | #N/A | #N/A | #N/A | #N/A | #N/A | #N/A | OK, 1 unit filtered out. Cap Adjust | #N/A | #N/A | #N/A | #N/A | #N/A | #N/A | #N/A | #N/A
#N/A | #N/A | Newgulf_Cogen | #N/A | #N/A | #N/A | #N/A | #N/A | #N/A | #N/A | #N/A | #N/A |  | #N/A | #N/A | #N/A | #N/A | #N/A | #N/A | #N/A | #N/A
#N/A | #N/A | North_Lake | #N/A | #N/A | #N/A | #N/A | #N/A | #N/A | #N/A | #N/A | #N/A | Cap Adjust for integer | #N/A | #N/A | #N/A | #N/A | #N/A | #N/A | #N/A | #N/A
#N/A | #N/A | O_W_Sommers | #N/A | #N/A | #N/A | #N/A | #N/A | #N/A | #N/A | #N/A | #N/A |  | #N/A | #N/A | #N/A | #N/A | #N/A | #N/A | #N/A | #N/A
#N/A | #N/A | Odessa_Ector_Generating_Station | #N/A | #N/A | #N/A | #N/A | #N/A | #N/A | #N/A | #N/A | #N/A |  | #N/A | #N/A | #N/A | #N/A | #N/A | #N/A | #N/A | #N/A
#N/A | #N/A | Oklaunion | #N/A | #N/A | #N/A | #N/A | #N/A | #N/A | #N/A | #N/A | #N/A |  | #N/A | #N/A | #N/A | #N/A | #N/A | #N/A | #N/A | #N/A
#N/A | #N/A | P_H_Robinson | #N/A | #N/A | #N/A | #N/A | #N/A | #N/A | #N/A | #N/A | #N/A | Cap Adjust for integer | #N/A | #N/A | #N/A | #N/A | #N/A | #N/A | #N/A | #N/A
129 | OK | Permian_Basin_GT | ng_gt | 0.1788 | 0.1788 | ng | 13.7497 | 0.0894 | ng_gt_midAge_med_avgEff | 5 | 2 |  | 0 | TRUE | midAge | med | avgEff | 1988 | Y | 5
#N/A | #N/A | Permian_Basin_ST | #N/A | #N/A | #N/A | #N/A | #N/A | #N/A | #N/A | #N/A | #N/A |  | #N/A | #N/A | #N/A | #N/A | #N/A | #N/A | #N/A | #N/A
#N/A | #N/A | Quail_Run_Energy_Center | #N/A | #N/A | #N/A | #N/A | #N/A | #N/A | #N/A | #N/A | #N/A |  | #N/A | #N/A | #N/A | #N/A | #N/A | #N/A | #N/A | #N/A
138 | OK | R_W_Miller_GT | ng_gt | 0.2376 | 0.2376 | ng | 12.6661 | 0.1188 | ng_gt_midAge_med_avgEff | 2 | 2 |  | 0 | TRUE | midAge | med | avgEff | 1994 | Y | 5
#N/A | #N/A | R_W_Miller_ST | #N/A | #N/A | #N/A | #N/A | #N/A | #N/A | #N/A | #N/A | #N/A |  | #N/A | #N/A | #N/A | #N/A | #N/A | #N/A | #N/A | #N/A
#N/A | #N/A | Ray_Olinger_GT | #N/A | #N/A | #N/A | #N/A | #N/A | #N/A | #N/A | #N/A | #N/A |  | #N/A | #N/A | #N/A | #N/A | #N/A | #N/A | #N/A | #N/A
#N/A | #N/A | Ray_Olinger_ST | #N/A | #N/A | #N/A | #N/A | #N/A | #N/A | #N/A | #N/A | #N/A |  | #N/A | #N/A | #N/A | #N/A | #N/A | #N/A | #N/A | #N/A
#N/A | #N/A | Rio_Nogales_Power_Project | #N/A | #N/A | #N/A | #N/A | #N/A | #N/A | #N/A | #N/A | #N/A |  | #N/A | #N/A | #N/A | #N/A | #N/A | #N/A | #N/A | #N/A
#N/A | #N/A | Sam_Bertron_ST | #N/A | #N/A | #N/A | #N/A | #N/A | #N/A | #N/A | #N/A | #N/A | Cap Adjust for integer | #N/A | #N/A | #N/A | #N/A | #N/A | #N/A | #N/A | #N/A
#N/A | #N/A | Sam_Rayburn_CCGT | #N/A | #N/A | #N/A | #N/A | #N/A | #N/A | #N/A | #N/A | #N/A |  | #N/A | #N/A | #N/A | #N/A | #N/A | #N/A | #N/A | #N/A
150 | OK | San_Jacinto_Steam_Electric_Station | ng_gt | 0.1764 | 0.1764 | ng | 13.5155 | 0.0882 | ng_gt_midAge_med_avgEff | 2 | 2 |  | 0 | TRUE | midAge | med | avgEff | 1995 | N | 5
#N/A | #N/A | San_Miguel | #N/A | #N/A | #N/A | #N/A | #N/A | #N/A | #N/A | #N/A | #N/A |  | #N/A | #N/A | #N/A | #N/A | #N/A | #N/A | #N/A | #N/A
#N/A | #N/A | Sand_Hill_CCGT | #N/A | #N/A | #N/A | #N/A | #N/A | #N/A | #N/A | #N/A | #N/A |  | #N/A | #N/A | #N/A | #N/A | #N/A | #N/A | #N/A | #N/A
#N/A | #N/A | Sand_Hill_ng_GT | #N/A | #N/A | #N/A | #N/A | #N/A | #N/A | #N/A | #N/A | #N/A |  | #N/A | #N/A | #N/A | #N/A | #N/A | #N/A | #N/A | #N/A
#N/A | #N/A | Sandow_No_4 | #N/A | #N/A | #N/A | #N/A | #N/A | #N/A | #N/A | #N/A | #N/A |  | #N/A | #N/A | #N/A | #N/A | #N/A | #N/A | #N/A | #N/A
#N/A | #N/A | Silas_Ray_CCGT | #N/A | #N/A | #N/A | #N/A | #N/A | #N/A | #N/A | #N/A | #N/A |  | #N/A | #N/A | #N/A | #N/A | #N/A | #N/A | #N/A | #N/A
#N/A | #N/A | Silas_Ray_oil_IC | #N/A | #N/A | #N/A | #N/A | #N/A | #N/A | #N/A | #N/A | #N/A | OK, 7 units filtered out | #N/A | #N/A | #N/A | #N/A | #N/A | #N/A | #N/A | #N/A
#N/A | #N/A | Sim_Gideon | #N/A | #N/A | #N/A | #N/A | #N/A | #N/A | #N/A | #N/A | #N/A |  | #N/A | #N/A | #N/A | #N/A | #N/A | #N/A | #N/A | #N/A
#N/A | #N/A | South_Texas_Project | #N/A | #N/A | #N/A | #N/A | #N/A | #N/A | #N/A | #N/A | #N/A |  | #N/A | #N/A | #N/A | #N/A | #N/A | #N/A | #N/A | #N/A
#N/A | #N/A | Spencer | #N/A | #N/A | #N/A | #N/A | #N/A | #N/A | #N/A | #N/A | #N/A | Cap Adjust for integer | #N/A | #N/A | #N/A | #N/A | #N/A | #N/A | #N/A | #N/A
#N/A | #N/A | Stryker_Creek_ng_ST | #N/A | #N/A | #N/A | #N/A | #N/A | #N/A | #N/A | #N/A | #N/A |  | #N/A | #N/A | #N/A | #N/A | #N/A | #N/A | #N/A | #N/A
#N/A | #N/A | T_H_Wharton_CCGT | #N/A | #N/A | #N/A | #N/A | #N/A | #N/A | #N/A | #N/A | #N/A |  | #N/A | #N/A | #N/A | #N/A | #N/A | #N/A | #N/A | #N/A
#N/A | #N/A | T_H_Wharton_GT | #N/A | #N/A | #N/A | #N/A | #N/A | #N/A | #N/A | #N/A | #N/A |  | #N/A | #N/A | #N/A | #N/A | #N/A | #N/A | #N/A | #N/A
#N/A | #N/A | Tenaska_Frontier_Generation_Station | #N/A | #N/A | #N/A | #N/A | #N/A | #N/A | #N/A | #N/A | #N/A |  | #N/A | #N/A | #N/A | #N/A | #N/A | #N/A | #N/A | #N/A
#N/A | #N/A | Tenaska_Gateway_Generating_Station | #N/A | #N/A | #N/A | #N/A | #N/A | #N/A | #N/A | #N/A | #N/A |  | #N/A | #N/A | #N/A | #N/A | #N/A | #N/A | #N/A | #N/A
#N/A | #N/A | Thomas_C_Ferguson | #N/A | #N/A | #N/A | #N/A | #N/A | #N/A | #N/A | #N/A | #N/A |  | #N/A | #N/A | #N/A | #N/A | #N/A | #N/A | #N/A | #N/A
#N/A | #N/A | Tradinghouse | #N/A | #N/A | #N/A | #N/A | #N/A | #N/A | #N/A | #N/A | #N/A | Cap Adjust for integer | #N/A | #N/A | #N/A | #N/A | #N/A | #N/A | #N/A | #N/A
#N/A | #N/A | Trinidad_ng_ST | #N/A | #N/A | #N/A | #N/A | #N/A | #N/A | #N/A | #N/A | #N/A |  | #N/A | #N/A | #N/A | #N/A | #N/A | #N/A | #N/A | #N/A
#N/A | #N/A | Twin_Oaks_Power_One | #N/A | #N/A | #N/A | #N/A | #N/A | #N/A | #N/A | #N/A | #N/A |  | #N/A | #N/A | #N/A | #N/A | #N/A | #N/A | #N/A | #N/A
#N/A | #N/A | V_H_Braunig | #N/A | #N/A | #N/A | #N/A | #N/A | #N/A | #N/A | #N/A | #N/A |  | #N/A | #N/A | #N/A | #N/A | #N/A | #N/A | #N/A | #N/A
#N/A | #N/A | Valley | #N/A | #N/A | #N/A | #N/A | #N/A | #N/A | #N/A | #N/A | #N/A |  | #N/A | #N/A | #N/A | #N/A | #N/A | #N/A | #N/A | #N/A
#N/A | #N/A | W_A_Parish_Coal | #N/A | #N/A | #N/A | #N/A | #N/A | #N/A | #N/A | #N/A | #N/A | Cap Adjust for integer | #N/A | #N/A | #N/A | #N/A | #N/A | #N/A | #N/A | #N/A
#N/A | #N/A | W_A_Parish_ng_ST | #N/A | #N/A | #N/A | #N/A | #N/A | #N/A | #N/A | #N/A | #N/A | Cap Adjust for integer | #N/A | #N/A | #N/A | #N/A | #N/A | #N/A | #N/A | #N/A
#N/A | #N/A | W_B_Tuttle | #N/A | #N/A | #N/A | #N/A | #N/A | #N/A | #N/A | #N/A | #N/A | OK 1 unit retired, Cap adjust | #N/A | #N/A | #N/A | #N/A | #N/A | #N/A | #N/A | #N/A
#N/A | #N/A | Wise_County_Power_LP | #N/A | #N/A | #N/A | #N/A | #N/A | #N/A | #N/A | #N/A | #N/A |  | #N/A | #N/A | #N/A | #N/A | #N/A | #N/A | #N/A | #N/A
#N/A | #N/A | Wolf_Hollow_I_LP | #N/A | #N/A | #N/A | #N/A | #N/A | #N/A | #N/A | #N/A | #N/A |  | #N/A | #N/A | #N/A | #N/A | #N/A | #N/A | #N/A | #N/A
203 | OK | wind | wind | 0.5 | 0.5 | wind | 1 | 0.5 | wind | zzz_ignore | 1 | OK, name mismatch | 0 | FALSE | - | - | - | 2007 |  | 8
Insert spacer one row above (need blank row)

## Cluster Plot
To Update: | sort by type. Note Figure ranges hard coded based on 500MW fuel, 50MW size filters
|  | offset | 42
|  | cluster by? | size
|  |  | avg_cap | heatrate
0 | coal_lig_st_cluster | coal_lig_st_small | #VALUE!
1 | coal_lig_st_cluster | coal_lig_st_med | #VALUE!
2 | coal_lig_st_cluster | coal_lig_st_large | #VALUE!
3 | coal_sub_st_cluster | coal_sub_st_small | 0.46 | 10.6789
4 | coal_sub_st_cluster | coal_sub_st_med | 0.61013 | 10.4998
5 | coal_sub_st_cluster | coal_sub_st_large | #VALUE!
6 | ng_cc_cluster | ng_cc_small | 0.2781 | 7.3856
7 | ng_cc_cluster | ng_cc_med | 0.489 | 7.5074
8 | ng_cc_cluster | ng_cc_large | 0.7017 | 7.6604
9 | ng_gt_cluster | ng_gt_small | #VALUE!
10 | ng_gt_cluster | ng_gt_med | 0.08892 | 13.3345
11 | ng_gt_cluster | ng_gt_large | 0.1364 | 9.8285
12 | ng_st_cluster | ng_st_small | #VALUE!
13 | ng_st_cluster | ng_st_med | #VALUE!
14 | ng_st_cluster | ng_st_large | #VALUE!
15 | u235_st_cluster | u235_st | #VALUE!
| Generator Unit Name (Plant & unit ID) | Generator Unit Name (Plant & unit ID) | Type Code | Fuel (Name from Fuels tab) | Capacity (GW) | eGrid Heatrate for PLANT (not gen specific) MMBTU/MWh | [5 empty] | Year on-line | Mixed Plant?
| 1 | 1 | 5 | 3 | 2 | 6 | [5 empty] | 7 | 21
| Generator Unit Name (Plant & unit ID) | Generator Unit Name (Plant & unit ID) | Type Code | Fuel (Name from Fuels tab) | Capacity (GW) | eGrid Heatrate for PLANT (not gen specific) MMBTU/MWh | [5 empty] | Year On-line | Mixed Plant?
|  | Number of Units | 21
[9 empty] | age | size | efficiency | <-- Cluster category
[9 empty] | 3 | 6 | 9 | <-- Cluster Param Column
[9 empty] | 3 | 3 | 3 | <-- Cluster # in category
row offset | valid |  | type | fuel | gen_size | heatrate | extended_type | use_cluster | age_clust | size_clust | efficiency_clust | first_yr | mixed plant | Cluster Param Row
203 | OK | wind | wind | wind | 0.5 | 1 | wind | FALSE | - | - | - | 2007 |  | 8
164 | N | - | - | - | - | - | #N/A | #N/A | #N/A | #N/A | #N/A | - | - | #N/A
165 | N | - | - | - | - | - | #N/A | #N/A | #N/A | #N/A | #N/A | - | - | #N/A
17 | N | - | - | - | - | - | #N/A | #N/A | #N/A | #N/A | #N/A | - | - | #N/A
18 | N | - | - | - | - | - | #N/A | #N/A | #N/A | #N/A | #N/A | - | - | #N/A
201 | N | - | - | - | - | - | #N/A | #N/A | #N/A | #N/A | #N/A | - | - | #N/A
202 | N | - | - | - | - | - | #N/A | #N/A | #N/A | #N/A | #N/A | - | - | #N/A
127 | N | - | - | - | - | - | #N/A | #N/A | #N/A | #N/A | #N/A | - | - | #N/A
135 | N | - | - | - | - | - | #N/A | #N/A | #N/A | #N/A | #N/A | - | - | #N/A
136 | N | - | - | - | - | - | #N/A | #N/A | #N/A | #N/A | #N/A | - | - | #N/A
137 | N | - | - | - | - | - | #N/A | #N/A | #N/A | #N/A | #N/A | - | - | #N/A
140 | N | - | - | - | - | - | #N/A | #N/A | #N/A | #N/A | #N/A | - | - | #N/A
141 | N | - | - | - | - | - | #N/A | #N/A | #N/A | #N/A | #N/A | - | - | #N/A
142 | N | - | - | - | - | - | #N/A | #N/A | #N/A | #N/A | #N/A | - | - | #N/A
145 | N | - | - | - | - | - | #N/A | #N/A | #N/A | #N/A | #N/A | - | - | #N/A
146 | N | - | - | - | - | - | #N/A | #N/A | #N/A | #N/A | #N/A | - | - | #N/A
147 | N | - | - | - | - | - | #N/A | #N/A | #N/A | #N/A | #N/A | - | - | #N/A
148 | N | - | - | - | - | - | #N/A | #N/A | #N/A | #N/A | #N/A | - | - | #N/A
161 | N | - | - | - | - | - | #N/A | #N/A | #N/A | #N/A | #N/A | - | - | #N/A
162 | N | - | - | - | - | - | #N/A | #N/A | #N/A | #N/A | #N/A | - | - | #N/A
163 | N | - | - | - | - | - | #N/A | #N/A | #N/A | #N/A | #N/A | - | - | #N/A
166 | N | - | - | - | - | - | #N/A | #N/A | #N/A | #N/A | #N/A | - | - | #N/A
167 | N | - | - | - | - | - | #N/A | #N/A | #N/A | #N/A | #N/A | - | - | #N/A
168 | N | - | - | - | - | - | #N/A | #N/A | #N/A | #N/A | #N/A | - | - | #N/A
169 | N | - | - | - | - | - | #N/A | #N/A | #N/A | #N/A | #N/A | - | - | #N/A
180 | N | - | - | - | - | - | #N/A | #N/A | #N/A | #N/A | #N/A | - | - | #N/A
181 | N | - | - | - | - | - | #N/A | #N/A | #N/A | #N/A | #N/A | - | - | #N/A
182 | N | - | - | - | - | - | #N/A | #N/A | #N/A | #N/A | #N/A | - | - | #N/A
183 | N | - | - | - | - | - | #N/A | #N/A | #N/A | #N/A | #N/A | - | - | #N/A
186 | N | - | - | - | - | - | #N/A | #N/A | #N/A | #N/A | #N/A | - | - | #N/A
187 | N | - | - | - | - | - | #N/A | #N/A | #N/A | #N/A | #N/A | - | - | #N/A
188 | N | - | - | - | - | - | #N/A | #N/A | #N/A | #N/A | #N/A | - | - | #N/A
189 | N | - | - | - | - | - | #N/A | #N/A | #N/A | #N/A | #N/A | - | - | #N/A
190 | N | - | - | - | - | - | #N/A | #N/A | #N/A | #N/A | #N/A | - | - | #N/A
191 | N | - | - | - | - | - | #N/A | #N/A | #N/A | #N/A | #N/A | - | - | #N/A
192 | N | - | - | - | - | - | #N/A | #N/A | #N/A | #N/A | #N/A | - | - | #N/A
193 | N | - | - | - | - | - | #N/A | #N/A | #N/A | #N/A | #N/A | - | - | #N/A
194 | N | - | - | - | - | - | #N/A | #N/A | #N/A | #N/A | #N/A | - | - | #N/A
195 | N | - | - | - | - | - | #N/A | #N/A | #N/A | #N/A | #N/A | - | - | #N/A
200 | N | - | - | - | - | - | #N/A | #N/A | #N/A | #N/A | #N/A | - | - | #N/A
75 | N | - | - | - | - | - | #N/A | #N/A | #N/A | #N/A | #N/A | - | - | #N/A
78 | N | - | - | - | - | - | #N/A | #N/A | #N/A | #N/A | #N/A | - | - | #N/A
79 | N | - | - | - | - | - | #N/A | #N/A | #N/A | #N/A | #N/A | - | - | #N/A
80 | N | - | - | - | - | - | #N/A | #N/A | #N/A | #N/A | #N/A | - | - | #N/A
101 | N | - | - | - | - | - | #N/A | #N/A | #N/A | #N/A | #N/A | - | - | #N/A
102 | N | - | - | - | - | - | #N/A | #N/A | #N/A | #N/A | #N/A | - | - | #N/A
109 | N | - | - | - | - | - | #N/A | #N/A | #N/A | #N/A | #N/A | - | - | #N/A
110 | N | - | - | - | - | - | #N/A | #N/A | #N/A | #N/A | #N/A | - | - | #N/A
111 | N | - | - | - | - | - | #N/A | #N/A | #N/A | #N/A | #N/A | - | - | #N/A
112 | N | - | - | - | - | - | #N/A | #N/A | #N/A | #N/A | #N/A | - | - | #N/A
114 | N | - | - | - | - | - | #N/A | #N/A | #N/A | #N/A | #N/A | - | - | #N/A
115 | N | - | - | - | - | - | #N/A | #N/A | #N/A | #N/A | #N/A | - | - | #N/A
116 | N | - | - | - | - | - | #N/A | #N/A | #N/A | #N/A | #N/A | - | - | #N/A
117 | N | - | - | - | - | - | #N/A | #N/A | #N/A | #N/A | #N/A | - | - | #N/A
118 | N | - | - | - | - | - | #N/A | #N/A | #N/A | #N/A | #N/A | - | - | #N/A
122 | N | - | - | - | - | - | #N/A | #N/A | #N/A | #N/A | #N/A | - | - | #N/A
123 | N | - | - | - | - | - | #N/A | #N/A | #N/A | #N/A | #N/A | - | - | #N/A
124 | N | - | - | - | - | - | #N/A | #N/A | #N/A | #N/A | #N/A | - | - | #N/A
125 | N | - | - | - | - | - | #N/A | #N/A | #N/A | #N/A | #N/A | - | - | #N/A
126 | N | - | - | - | - | - | #N/A | #N/A | #N/A | #N/A | #N/A | - | - | #N/A
45 | N | - | - | - | - | - | #N/A | #N/A | #N/A | #N/A | #N/A | - | - | #N/A
46 | N | - | - | - | - | - | #N/A | #N/A | #N/A | #N/A | #N/A | - | - | #N/A
47 | N | - | - | - | - | - | #N/A | #N/A | #N/A | #N/A | #N/A | - | - | #N/A
56 | N | - | - | - | - | - | #N/A | #N/A | #N/A | #N/A | #N/A | - | - | #N/A
57 | N | - | - | - | - | - | #N/A | #N/A | #N/A | #N/A | #N/A | - | - | #N/A
58 | N | - | - | - | - | - | #N/A | #N/A | #N/A | #N/A | #N/A | - | - | #N/A
59 | N | - | - | - | - | - | #N/A | #N/A | #N/A | #N/A | #N/A | - | - | #N/A
72 | N | - | - | - | - | - | #N/A | #N/A | #N/A | #N/A | #N/A | - | - | #N/A
73 | N | - | - | - | - | - | #N/A | #N/A | #N/A | #N/A | #N/A | - | - | #N/A
74 | N | - | - | - | - | - | #N/A | #N/A | #N/A | #N/A | #N/A | - | - | #N/A
19 | N | - | - | - | - | - | #N/A | #N/A | #N/A | #N/A | #N/A | - | - | #N/A
20 | N | - | - | - | - | - | #N/A | #N/A | #N/A | #N/A | #N/A | - | - | #N/A
21 | N | - | - | - | - | - | #N/A | #N/A | #N/A | #N/A | #N/A | - | - | #N/A
26 | N | - | - | - | - | - | #N/A | #N/A | #N/A | #N/A | #N/A | - | - | #N/A
2 | N | - | - | - | - | - | #N/A | #N/A | #N/A | #N/A | #N/A | - | - | #N/A
3 | N | - | - | - | - | - | #N/A | #N/A | #N/A | #N/A | #N/A | - | - | #N/A
11 | N | - | - | - | - | - | #N/A | #N/A | #N/A | #N/A | #N/A | - | - | #N/A
12 | N | - | - | - | - | - | #N/A | #N/A | #N/A | #N/A | #N/A | - | - | #N/A
13 | N | - | - | - | - | - | #N/A | #N/A | #N/A | #N/A | #N/A | - | - | #N/A
128 | N | - | - | - | - | - | #N/A | #N/A | #N/A | #N/A | #N/A | - | - | #N/A
129 | OK | Permian_Basin_CT2 | ng_gt | ng | 0.0894 | 13.7497 | ng_gt_midAge_med_avgEff | TRUE | midAge | med | avgEff | 1988 | Y | 5
130 | OK | Permian_Basin_CT3 | ng_gt | ng | 0.0894 | 13.7497 | ng_gt_midAge_med_avgEff | TRUE | midAge | med | avgEff | 1988 | Y | 5
131 | N | - | - | - | - | - | #N/A | #N/A | #N/A | #N/A | #N/A | - | - | #N/A
132 | N | - | - | - | - | - | #N/A | #N/A | #N/A | #N/A | #N/A | - | - | #N/A
138 | OK | R_W_Miller_4 | ng_gt | ng | 0.1188 | 12.6661 | ng_gt_midAge_med_avgEff | TRUE | midAge | med | avgEff | 1994 | Y | 5
139 | OK | R_W_Miller_5 | ng_gt | ng | 0.1188 | 12.6661 | ng_gt_midAge_med_avgEff | TRUE | midAge | med | avgEff | 1994 | Y | 5
143 | N | - | - | - | - | - | #N/A | #N/A | #N/A | #N/A | #N/A | - | - | #N/A
150 | OK | San_Jacinto_Steam_Electric_Station_1 | ng_gt | ng | 0.0882 | 13.5155 | ng_gt_midAge_med_avgEff | TRUE | midAge | med | avgEff | 1995 | N | 5
151 | OK | San_Jacinto_Steam_Electric_Station_2 | ng_gt | ng | 0.0882 | 13.5155 | ng_gt_midAge_med_avgEff | TRUE | midAge | med | avgEff | 1995 | N | 5
154 | N | - | - | - | - | - | #N/A | #N/A | #N/A | #N/A | #N/A | - | - | #N/A
155 | N | - | - | - | - | - | #N/A | #N/A | #N/A | #N/A | #N/A | - | - | #N/A
156 | N | - | - | - | - | - | #N/A | #N/A | #N/A | #N/A | #N/A | - | - | #N/A
157 | N | - | - | - | - | - | #N/A | #N/A | #N/A | #N/A | #N/A | - | - | #N/A
159 | N | - | - | - | - | - | #N/A | #N/A | #N/A | #N/A | #N/A | - | - | #N/A
172 | N | - | - | - | - | - | #N/A | #N/A | #N/A | #N/A | #N/A | - | - | #N/A
173 | N | - | - | - | - | - | #N/A | #N/A | #N/A | #N/A | #N/A | - | - | #N/A
174 | N | - | - | - | - | - | #N/A | #N/A | #N/A | #N/A | #N/A | - | - | #N/A
175 | N | - | - | - | - | - | #N/A | #N/A | #N/A | #N/A | #N/A | - | - | #N/A
176 | N | - | - | - | - | - | #N/A | #N/A | #N/A | #N/A | #N/A | - | - | #N/A
177 | N | - | - | - | - | - | #N/A | #N/A | #N/A | #N/A | #N/A | - | - | #N/A
81 | N | - | - | - | - | - | #N/A | #N/A | #N/A | #N/A | #N/A | - | - | #N/A
82 | N | - | - | - | - | - | #N/A | #N/A | #N/A | #N/A | #N/A | - | - | #N/A
83 | N | - | - | - | - | - | #N/A | #N/A | #N/A | #N/A | #N/A | - | - | #N/A
84 | N | - | - | - | - | - | #N/A | #N/A | #N/A | #N/A | #N/A | - | - | #N/A
103 | N | - | - | - | - | - | #N/A | #N/A | #N/A | #N/A | #N/A | - | - | #N/A
104 | N | - | - | - | - | - | #N/A | #N/A | #N/A | #N/A | #N/A | - | - | #N/A
105 | N | - | - | - | - | - | #N/A | #N/A | #N/A | #N/A | #N/A | - | - | #N/A
106 | N | - | - | - | - | - | #N/A | #N/A | #N/A | #N/A | #N/A | - | - | #N/A
107 | N | - | - | - | - | - | #N/A | #N/A | #N/A | #N/A | #N/A | - | - | #N/A
108 | N | - | - | - | - | - | #N/A | #N/A | #N/A | #N/A | #N/A | - | - | #N/A
113 | N | - | - | - | - | - | #N/A | #N/A | #N/A | #N/A | #N/A | - | - | #N/A
29 | N | - | - | - | - | - | #N/A | #N/A | #N/A | #N/A | #N/A | - | - | #N/A
30 | OK | DeCordova_Steam_Electric_Station_CT4 | ng_gt | ng | 0.0894 | 12.1467 | ng_gt_midAge_med_avgEff | TRUE | midAge | med | avgEff | 1990 | Y | 5
32 | N | - | - | - | - | - | #N/A | #N/A | #N/A | #N/A | #N/A | - | - | #N/A
33 | N | - | - | - | - | - | #N/A | #N/A | #N/A | #N/A | #N/A | - | - | #N/A
34 | N | - | - | - | - | - | #N/A | #N/A | #N/A | #N/A | #N/A | - | - | #N/A
35 | N | - | - | - | - | - | #N/A | #N/A | #N/A | #N/A | #N/A | - | - | #N/A
48 | N | - | - | - | - | - | #N/A | #N/A | #N/A | #N/A | #N/A | - | - | #N/A
49 | N | - | - | - | - | - | #N/A | #N/A | #N/A | #N/A | #N/A | - | - | #N/A
50 | N | - | - | - | - | - | #N/A | #N/A | #N/A | #N/A | #N/A | - | - | #N/A
51 | N | - | - | - | - | - | #N/A | #N/A | #N/A | #N/A | #N/A | - | - | #N/A
52 | N | - | - | - | - | - | #N/A | #N/A | #N/A | #N/A | #N/A | - | - | #N/A
53 | N | - | - | - | - | - | #N/A | #N/A | #N/A | #N/A | #N/A | - | - | #N/A
22 | N | - | - | - | - | - | #N/A | #N/A | #N/A | #N/A | #N/A | - | - | #N/A
23 | N | - | - | - | - | - | #N/A | #N/A | #N/A | #N/A | #N/A | - | - | #N/A
24 | N | - | - | - | - | - | #N/A | #N/A | #N/A | #N/A | #N/A | - | - | #N/A
25 | N | - | - | - | - | - | #N/A | #N/A | #N/A | #N/A | #N/A | - | - | #N/A
27 | N | - | - | - | - | - | #N/A | #N/A | #N/A | #N/A | #N/A | - | - | #N/A
28 | N | - | - | - | - | - | #N/A | #N/A | #N/A | #N/A | #N/A | - | - | #N/A
7 | OK | Bosque_County_Peaking_GT_1 | ng_gt | ng | 0.154 | 7.6394 | ng_gt_midAge_med_hiEff | TRUE | midAge | med | hiEff | 1980 | Y | 5
8 | OK | Bosque_County_Peaking_GT_2 | ng_gt | ng | 0.154 | 7.6394 | ng_gt_midAge_med_hiEff | TRUE | midAge | med | hiEff | 2000 | Y | 5
205 | N | - | - | - | - | - | #N/A | #N/A | #N/A | #N/A | #N/A | - | - | #N/A
204 | N | - | - | - | - | - | #N/A | #N/A | #N/A | #N/A | #N/A | - | - | #N/A
133 | N | - | - | - | - | - | #N/A | #N/A | #N/A | #N/A | #N/A | - | - | #N/A
134 | N | - | - | - | - | - | #N/A | #N/A | #N/A | #N/A | #N/A | - | - | #N/A
144 | N | - | - | - | - | - | #N/A | #N/A | #N/A | #N/A | #N/A | - | - | #N/A
149 | N | - | - | - | - | - | #N/A | #N/A | #N/A | #N/A | #N/A | - | - | #N/A
153 | N | - | - | - | - | - | #N/A | #N/A | #N/A | #N/A | #N/A | - | - | #N/A
160 | N | - | - | - | - | - | #N/A | #N/A | #N/A | #N/A | #N/A | - | - | #N/A
170 | N | - | - | - | - | - | #N/A | #N/A | #N/A | #N/A | #N/A | - | - | #N/A
171 | N | - | - | - | - | - | #N/A | #N/A | #N/A | #N/A | #N/A | - | - | #N/A
178 | N | - | - | - | - | - | #N/A | #N/A | #N/A | #N/A | #N/A | - | - | #N/A
179 | N | - | - | - | - | - | #N/A | #N/A | #N/A | #N/A | #N/A | - | - | #N/A
76 | N | - | - | - | - | - | #N/A | #N/A | #N/A | #N/A | #N/A | - | - | #N/A
77 | N | - | - | - | - | - | #N/A | #N/A | #N/A | #N/A | #N/A | - | - | #N/A
87 | N | - | - | - | - | - | #N/A | #N/A | #N/A | #N/A | #N/A | - | - | #N/A
88 | N | - | - | - | - | - | #N/A | #N/A | #N/A | #N/A | #N/A | - | - | #N/A
92 | N | - | - | - | - | - | #N/A | #N/A | #N/A | #N/A | #N/A | - | - | #N/A
93 | N | - | - | - | - | - | #N/A | #N/A | #N/A | #N/A | #N/A | - | - | #N/A
94 | N | - | - | - | - | - | #N/A | #N/A | #N/A | #N/A | #N/A | - | - | #N/A
95 | N | - | - | - | - | - | #N/A | #N/A | #N/A | #N/A | #N/A | - | - | #N/A
96 | N | - | - | - | - | - | #N/A | #N/A | #N/A | #N/A | #N/A | - | - | #N/A
97 | N | - | - | - | - | - | #N/A | #N/A | #N/A | #N/A | #N/A | - | - | #N/A
119 | N | - | - | - | - | - | #N/A | #N/A | #N/A | #N/A | #N/A | - | - | #N/A
120 | N | - | - | - | - | - | #N/A | #N/A | #N/A | #N/A | #N/A | - | - | #N/A
31 | OK | Ennis_Power_Company_Combined | ng_cc | ng | 0.418 | 7.3607 | ng_cc_midAge_med_hiEff | TRUE | midAge | med | hiEff | 2002 |  | 4
39 | N | - | - | - | - | - | #N/A | #N/A | #N/A | #N/A | #N/A | - | - | #N/A
40 | N | - | - | - | - | - | #N/A | #N/A | #N/A | #N/A | #N/A | - | - | #N/A
41 | N | - | - | - | - | - | #N/A | #N/A | #N/A | #N/A | #N/A | - | - | #N/A
42 | N | - | - | - | - | - | #N/A | #N/A | #N/A | #N/A | #N/A | - | - | #N/A
43 | N | - | - | - | - | - | #N/A | #N/A | #N/A | #N/A | #N/A | - | - | #N/A
54 | N | - | - | - | - | - | #N/A | #N/A | #N/A | #N/A | #N/A | - | - | #N/A
55 | N | - | - | - | - | - | #N/A | #N/A | #N/A | #N/A | #N/A | - | - | #N/A
60 | N | - | - | - | - | - | #N/A | #N/A | #N/A | #N/A | #N/A | - | - | #N/A
61 | N | - | - | - | - | - | #N/A | #N/A | #N/A | #N/A | #N/A | - | - | #N/A
62 | N | - | - | - | - | - | #N/A | #N/A | #N/A | #N/A | #N/A | - | - | #N/A
63 | N | - | - | - | - | - | #N/A | #N/A | #N/A | #N/A | #N/A | - | - | #N/A
64 | N | - | - | - | - | - | #N/A | #N/A | #N/A | #N/A | #N/A | - | - | #N/A
69 | N | - | - | - | - | - | #N/A | #N/A | #N/A | #N/A | #N/A | - | - | #N/A
70 | N | - | - | - | - | - | #N/A | #N/A | #N/A | #N/A | #N/A | - | - | #N/A
71 | N | - | - | - | - | - | #N/A | #N/A | #N/A | #N/A | #N/A | - | - | #N/A
15 | OK | Colorado_Bend_Energy_Center_Combined_1 | ng_cc | ng | 0.2781 | 7.3856 | ng_cc_midAge_small_hiEff | TRUE | midAge | small | hiEff | 2007 |  | 4
16 | OK | Colorado_Bend_Energy_Center_Combined_2 | ng_cc | ng | 0.2781 | 7.3856 | ng_cc_midAge_small_hiEff | TRUE | midAge | small | hiEff | 2008 |  | 4
1 | OK | Arthur_Von_Rosenberg_Combined | ng_cc | ng | 0.55 | 7.4991 | ng_cc_midAge_med_hiEff | TRUE | midAge | med | hiEff | 2000 |  | 4
4 | OK | Bastrop_Combined | ng_cc | ng | 0.7278 | 7.8449 | ng_cc_midAge_med_avgEff | TRUE | midAge | med | avgEff | 2002 |  | 4
9 | OK | Bosque_County_Peaking_Units3to5_Combined | ng_cc | ng | 0.499 | 7.6394 | ng_cc_midAge_med_avgEff | TRUE | midAge | med | avgEff | 2001 |  | 4
10 | OK | Brazoz_Valley_Generating_Facility_Combined | ng_cc | ng | 0.6756 | 7.4617 | ng_cc_midAge_med_hiEff | TRUE | midAge | med | hiEff | 2003 |  | 4
196 | N | - | - | - | - | - | #N/A | #N/A | #N/A | #N/A | #N/A | - | - | #N/A
197 | N | - | - | - | - | - | #N/A | #N/A | #N/A | #N/A | #N/A | - | - | #N/A
198 | N | - | - | - | - | - | #N/A | #N/A | #N/A | #N/A | #N/A | - | - | #N/A
199 | N | - | - | - | - | - | #N/A | #N/A | #N/A | #N/A | #N/A | - | - | #N/A
121 | N | - | - | - | - | - | #N/A | #N/A | #N/A | #N/A | #N/A | - | - | #N/A
36 | OK | Fayette_Power_Project_1 | coal_sub_st | coal_sub | 0.615 | 10.6789 | coal_sub_st_old_med_avgEff | TRUE | old | med | avgEff | 1979 | N | 3
37 | OK | Fayette_Power_Project_2 | coal_sub_st | coal_sub | 0.615 | 10.6789 | coal_sub_st_midAge_med_avgEff | TRUE | midAge | med | avgEff | 1980 | N | 3
38 | OK | Fayette_Power_Project_3 | coal_sub_st | coal_sub | 0.46 | 10.6789 | coal_sub_st_midAge_small_avgEff | TRUE | midAge | small | avgEff | 1988 | N | 3
44 | N | - | - | - | - | - | #N/A | #N/A | #N/A | #N/A | #N/A | - | - | #N/A
65 | N | - | - | - | - | - | #N/A | #N/A | #N/A | #N/A | #N/A | - | - | #N/A
66 | N | - | - | - | - | - | #N/A | #N/A | #N/A | #N/A | #N/A | - | - | #N/A
67 | N | - | - | - | - | - | #N/A | #N/A | #N/A | #N/A | #N/A | - | - | #N/A
68 | N | - | - | - | - | - | #N/A | #N/A | #N/A | #N/A | #N/A | - | - | #N/A
14 | OK | Coleto_Creek_1 | coal_sub_st | coal_sub | 0.6004 | 10.1328 | coal_sub_st_midAge_med_hiEff | TRUE | midAge | med | hiEff | 1980 | N | 3
152 | N | - | - | - | - | - | #N/A | #N/A | #N/A | #N/A | #N/A | - | - | #N/A
158 | N | - | - | - | - | - | #N/A | #N/A | #N/A | #N/A | #N/A | - | - | #N/A
184 | N | - | - | - | - | - | #N/A | #N/A | #N/A | #N/A | #N/A | - | - | #N/A
185 | N | - | - | - | - | - | #N/A | #N/A | #N/A | #N/A | #N/A | - | - | #N/A
85 | N | - | - | - | - | - | #N/A | #N/A | #N/A | #N/A | #N/A | - | - | #N/A
86 | N | - | - | - | - | - | #N/A | #N/A | #N/A | #N/A | #N/A | - | - | #N/A
89 | N | - | - | - | - | - | #N/A | #N/A | #N/A | #N/A | #N/A | - | - | #N/A
90 | N | - | - | - | - | - | #N/A | #N/A | #N/A | #N/A | #N/A | - | - | #N/A
91 | N | - | - | - | - | - | #N/A | #N/A | #N/A | #N/A | #N/A | - | - | #N/A
98 | N | - | - | - | - | - | #N/A | #N/A | #N/A | #N/A | #N/A | - | - | #N/A
99 | N | - | - | - | - | - | #N/A | #N/A | #N/A | #N/A | #N/A | - | - | #N/A
100 | N | - | - | - | - | - | #N/A | #N/A | #N/A | #N/A | #N/A | - | - | #N/A
5 | N | - | - | - | - | - | #N/A | #N/A | #N/A | #N/A | #N/A | - | - | #N/A
6 | N | - | - | - | - | - | #N/A | #N/A | #N/A | #N/A | #N/A | - | - | #N/A
206 | N | - | - | - | - | - | #N/A | #N/A | #N/A | #N/A | #N/A | - | - | #N/A
207 | N | - | - | - | - | - | #N/A | #N/A | #N/A | #N/A | #N/A | - | - | #N/A
208 | N | - | - | - | - | - | #N/A | #N/A | #N/A | #N/A | #N/A | - | - | #N/A
209 | N | - | - | - | - | - | #N/A | #N/A | #N/A | #N/A | #N/A | - | - | #N/A
210 | N | - | - | - | - | - | #N/A | #N/A | #N/A | #N/A | #N/A | - | - | #N/A
211 | N | - | - | - | - | - | #N/A | #N/A | #N/A | #N/A | #N/A | - | - | #N/A
212 | N | - | - | - | - | - | #N/A | #N/A | #N/A | #N/A | #N/A | - | - | #N/A
213 | N | - | - | - | - | - | #N/A | #N/A | #N/A | #N/A | #N/A | - | - | #N/A
214 | N | - | - | - | - | - | #N/A | #N/A | #N/A | #N/A | #N/A | - | - | #N/A
215 | N | - | - | - | - | - | #N/A | #N/A | #N/A | #N/A | #N/A | - | - | #N/A
216 | N | - | - | - | - | - | #N/A | #N/A | #N/A | #N/A | #N/A | - | - | #N/A
217 | N | - | - | - | - | - | #N/A | #N/A | #N/A | #N/A | #N/A | - | - | #N/A
218 | N | - | - | - | - | - | #N/A | #N/A | #N/A | #N/A | #N/A | - | - | #N/A
219 | N | - | - | - | - | - | #N/A | #N/A | #N/A | #N/A | #N/A | - | - | #N/A
220 | N | - | - | - | - | - | #N/A | #N/A | #N/A | #N/A | #N/A | - | - | #N/A
221 | N | - | - | - | - | - | #N/A | #N/A | #N/A | #N/A | #N/A | - | - | #N/A
222 | N | - | - | - | - | - | #N/A | #N/A | #N/A | #N/A | #N/A | - | - | #N/A
223 | N | - | - | - | - | - | #N/A | #N/A | #N/A | #N/A | #N/A | - | - | #N/A
224 | N | - | - | - | - | - | #N/A | #N/A | #N/A | #N/A | #N/A | - | - | #N/A
225 | N | - | - | - | - | - | #N/A | #N/A | #N/A | #N/A | #N/A | - | - | #N/A
226 | N | - | - | - | - | - | #N/A | #N/A | #N/A | #N/A | #N/A | - | - | #N/A
227 | N | - | - | - | - | - | #N/A | #N/A | #N/A | #N/A | #N/A | - | - | #N/A
228 | N | - | - | - | - | - | #N/A | #N/A | #N/A | #N/A | #N/A | - | - | #N/A
229 | N | - | - | - | - | - | #N/A | #N/A | #N/A | #N/A | #N/A | - | - | #N/A
230 | N | - | - | - | - | - | #N/A | #N/A | #N/A | #N/A | #N/A | - | - | #N/A
231 | N | - | - | - | - | - | #N/A | #N/A | #N/A | #N/A | #N/A | - | - | #N/A
232 | N | - | - | - | - | - | #N/A | #N/A | #N/A | #N/A | #N/A | - | - | #N/A
233 | N | - | - | - | - | - | #N/A | #N/A | #N/A | #N/A | #N/A | - | - | #N/A
234 | N | - | - | - | - | - | #N/A | #N/A | #N/A | #N/A | #N/A | - | - | #N/A
235 | N | - | - | - | - | - | #N/A | #N/A | #N/A | #N/A | #N/A | - | - | #N/A
236 | N | - | - | - | - | - | #N/A | #N/A | #N/A | #N/A | #N/A | - | - | #N/A
237 | N | - | - | - | - | - | #N/A | #N/A | #N/A | #N/A | #N/A | - | - | #N/A
238 | N | - | - | - | - | - | #N/A | #N/A | #N/A | #N/A | #N/A | - | - | #N/A
239 | N | - | - | - | - | - | #N/A | #N/A | #N/A | #N/A | #N/A | - | - | #N/A
240 | N | - | - | - | - | - | #N/A | #N/A | #N/A | #N/A | #N/A | - | - | #N/A
241 | N | - | - | - | - | - | #N/A | #N/A | #N/A | #N/A | #N/A | - | - | #N/A
242 | N | - | - | - | - | - | #N/A | #N/A | #N/A | #N/A | #N/A | - | - | #N/A
243 | N | - | - | - | - | - | #N/A | #N/A | #N/A | #N/A | #N/A | - | - | #N/A
244 | N | - | - | - | - | - | #N/A | #N/A | #N/A | #N/A | #N/A | - | - | #N/A
245 | N | - | - | - | - | - | #N/A | #N/A | #N/A | #N/A | #N/A | - | - | #N/A
246 | N | - | - | - | - | - | #N/A | #N/A | #N/A | #N/A | #N/A | - | - | #N/A
247 | N | - | - | - | - | - | #N/A | #N/A | #N/A | #N/A | #N/A | - | - | #N/A
248 | N | - | - | - | - | - | #N/A | #N/A | #N/A | #N/A | #N/A | - | - | #N/A
249 | N | - | - | - | - | - | #N/A | #N/A | #N/A | #N/A | #N/A | - | - | #N/A
250 | N | - | - | - | - | - | #N/A | #N/A | #N/A | #N/A | #N/A | - | - | #N/A
251 | N | - | - | - | - | - | #N/A | #N/A | #N/A | #N/A | #N/A | - | - | #N/A
252 | N | - | - | - | - | - | #N/A | #N/A | #N/A | #N/A | #N/A | - | - | #N/A
253 | N | - | - | - | - | - | #N/A | #N/A | #N/A | #N/A | #N/A | - | - | #N/A
254 | N | - | - | - | - | - | #N/A | #N/A | #N/A | #N/A | #N/A | - | - | #N/A
255 | N | - | - | - | - | - | #N/A | #N/A | #N/A | #N/A | #N/A | - | - | #N/A
256 | N | - | - | - | - | - | #N/A | #N/A | #N/A | #N/A | #N/A | - | - | #N/A
257 | N | - | - | - | - | - | #N/A | #N/A | #N/A | #N/A | #N/A | - | - | #N/A
258 | N | - | - | - | - | - | #N/A | #N/A | #N/A | #N/A | #N/A | - | - | #N/A
259 | N | - | - | - | - | - | #N/A | #N/A | #N/A | #N/A | #N/A | - | - | #N/A
260 | N | - | - | - | - | - | #N/A | #N/A | #N/A | #N/A | #N/A | - | - | #N/A
261 | N | - | - | - | - | - | #N/A | #N/A | #N/A | #N/A | #N/A | - | - | #N/A
262 | N | - | - | - | - | - | #N/A | #N/A | #N/A | #N/A | #N/A | - | - | #N/A
263 | N | - | - | - | - | - | #N/A | #N/A | #N/A | #N/A | #N/A | - | - | #N/A
264 | N | - | - | - | - | - | #N/A | #N/A | #N/A | #N/A | #N/A | - | - | #N/A
265 | N | - | - | - | - | - | #N/A | #N/A | #N/A | #N/A | #N/A | - | - | #N/A
266 | N | - | - | - | - | - | #N/A | #N/A | #N/A | #N/A | #N/A | - | - | #N/A
267 | N | - | - | - | - | - | #N/A | #N/A | #N/A | #N/A | #N/A | - | - | #N/A
268 | N | - | - | - | - | - | #N/A | #N/A | #N/A | #N/A | #N/A | - | - | #N/A
269 | N | - | - | - | - | - | #N/A | #N/A | #N/A | #N/A | #N/A | - | - | #N/A
270 | N | - | - | - | - | - | #N/A | #N/A | #N/A | #N/A | #N/A | - | - | #N/A
271 | N | - | - | - | - | - | #N/A | #N/A | #N/A | #N/A | #N/A | - | - | #N/A
272 | N | - | - | - | - | - | #N/A | #N/A | #N/A | #N/A | #N/A | - | - | #N/A
273 | N | - | - | - | - | - | #N/A | #N/A | #N/A | #N/A | #N/A | - | - | #N/A
274 | N | - | - | - | - | - | #N/A | #N/A | #N/A | #N/A | #N/A | - | - | #N/A
275 | N | - | - | - | - | - | #N/A | #N/A | #N/A | #N/A | #N/A | - | - | #N/A
276 | N | - | - | - | - | - | #N/A | #N/A | #N/A | #N/A | #N/A | - | - | #N/A
277 | N | - | - | - | - | - | #N/A | #N/A | #N/A | #N/A | #N/A | - | - | #N/A
278 | N | - | - | - | - | - | #N/A | #N/A | #N/A | #N/A | #N/A | - | - | #N/A
279 | N | - | - | - | - | - | #N/A | #N/A | #N/A | #N/A | #N/A | - | - | #N/A
280 | N | - | - | - | - | - | #N/A | #N/A | #N/A | #N/A | #N/A | - | - | #N/A
281 | N | - | - | - | - | - | #N/A | #N/A | #N/A | #N/A | #N/A | - | - | #N/A
282 | N | - | - | - | - | - | #N/A | #N/A | #N/A | #N/A | #N/A | - | - | #N/A
283 | N | - | - | - | - | - | #N/A | #N/A | #N/A | #N/A | #N/A | - | - | #N/A
284 | N | - | - | - | - | - | #N/A | #N/A | #N/A | #N/A | #N/A | - | - | #N/A
285 | N | - | - | - | - | - | #N/A | #N/A | #N/A | #N/A | #N/A | - | - | #N/A
286 | N | - | - | - | - | - | #N/A | #N/A | #N/A | #N/A | #N/A | - | - | #N/A
287 | N | - | - | - | - | - | #N/A | #N/A | #N/A | #N/A | #N/A | - | - | #N/A
288 | N | - | - | - | - | - | #N/A | #N/A | #N/A | #N/A | #N/A | - | - | #N/A
289 | N | - | - | - | - | - | #N/A | #N/A | #N/A | #N/A | #N/A | - | - | #N/A
290 | N | - | - | - | - | - | #N/A | #N/A | #N/A | #N/A | #N/A | - | - | #N/A
291 | N | - | - | - | - | - | #N/A | #N/A | #N/A | #N/A | #N/A | - | - | #N/A
292 | N | - | - | - | - | - | #N/A | #N/A | #N/A | #N/A | #N/A | - | - | #N/A
293 | N | - | - | - | - | - | #N/A | #N/A | #N/A | #N/A | #N/A | - | - | #N/A
294 | N | - | - | - | - | - | #N/A | #N/A | #N/A | #N/A | #N/A | - | - | #N/A
295 | N | - | - | - | - | - | #N/A | #N/A | #N/A | #N/A | #N/A | - | - | #N/A
296 | N | - | - | - | - | - | #N/A | #N/A | #N/A | #N/A | #N/A | - | - | #N/A
297 | N | - | - | - | - | - | #N/A | #N/A | #N/A | #N/A | #N/A | - | - | #N/A
298 | N | - | - | - | - | - | #N/A | #N/A | #N/A | #N/A | #N/A | - | - | #N/A
299 | N | - | - | - | - | - | #N/A | #N/A | #N/A | #N/A | #N/A | - | - | #N/A
300 | N | - | - | - | - | - | #N/A | #N/A | #N/A | #N/A | #N/A | - | - | #N/A
301 | N | - | - | - | - | - | #N/A | #N/A | #N/A | #N/A | #N/A | - | - | #N/A
302 | N | - | - | - | - | - | #N/A | #N/A | #N/A | #N/A | #N/A | - | - | #N/A
303 | N | - | - | - | - | - | #N/A | #N/A | #N/A | #N/A | #N/A | - | - | #N/A
304 | N | - | - | - | - | - | #N/A | #N/A | #N/A | #N/A | #N/A | - | - | #N/A
305 | N | - | - | - | - | - | #N/A | #N/A | #N/A | #N/A | #N/A | - | - | #N/A
306 | N | - | - | - | - | - | #N/A | #N/A | #N/A | #N/A | #N/A | - | - | #N/A
307 | N | - | - | - | - | - | #N/A | #N/A | #N/A | #N/A | #N/A | - | - | #N/A
308 | N | - | - | - | - | - | #N/A | #N/A | #N/A | #N/A | #N/A | - | - | #N/A
309 | N | - | - | - | - | - | #N/A | #N/A | #N/A | #N/A | #N/A | - | - | #N/A
310 | N | - | - | - | - | - | #N/A | #N/A | #N/A | #N/A | #N/A | - | - | #N/A
311 | N | - | - | - | - | - | #N/A | #N/A | #N/A | #N/A | #N/A | - | - | #N/A
312 | N | - | - | - | - | - | #N/A | #N/A | #N/A | #N/A | #N/A | - | - | #N/A
313 | N | - | - | - | - | - | #N/A | #N/A | #N/A | #N/A | #N/A | - | - | #N/A
314 | N | - | - | - | - | - | #N/A | #N/A | #N/A | #N/A | #N/A | - | - | #N/A
315 | N | - | - | - | - | - | #N/A | #N/A | #N/A | #N/A | #N/A | - | - | #N/A
316 | N | - | - | - | - | - | #N/A | #N/A | #N/A | #N/A | #N/A | - | - | #N/A
317 | N | - | - | - | - | - | #N/A | #N/A | #N/A | #N/A | #N/A | - | - | #N/A
318 | N | - | - | - | - | - | #N/A | #N/A | #N/A | #N/A | #N/A | - | - | #N/A
319 | N | - | - | - | - | - | #N/A | #N/A | #N/A | #N/A | #N/A | - | - | #N/A
320 | N | - | - | - | - | - | #N/A | #N/A | #N/A | #N/A | #N/A | - | - | #N/A
321 | N | - | - | - | - | - | #N/A | #N/A | #N/A | #N/A | #N/A | - | - | #N/A
322 | N | - | - | - | - | - | #N/A | #N/A | #N/A | #N/A | #N/A | - | - | #N/A
323 | N | - | - | - | - | - | #N/A | #N/A | #N/A | #N/A | #N/A | - | - | #N/A
324 | N | - | - | - | - | - | #N/A | #N/A | #N/A | #N/A | #N/A | - | - | #N/A
325 | N | - | - | - | - | - | #N/A | #N/A | #N/A | #N/A | #N/A | - | - | #N/A
326 | N | - | - | - | - | - | #N/A | #N/A | #N/A | #N/A | #N/A | - | - | #N/A
327 | N | - | - | - | - | - | #N/A | #N/A | #N/A | #N/A | #N/A | - | - | #N/A
328 | N | - | - | - | - | - | #N/A | #N/A | #N/A | #N/A | #N/A | - | - | #N/A
329 | N | - | - | - | - | - | #N/A | #N/A | #N/A | #N/A | #N/A | - | - | #N/A
330 | N | - | - | - | - | - | #N/A | #N/A | #N/A | #N/A | #N/A | - | - | #N/A
331 | N | - | - | - | - | - | #N/A | #N/A | #N/A | #N/A | #N/A | - | - | #N/A
332 | N | - | - | - | - | - | #N/A | #N/A | #N/A | #N/A | #N/A | - | - | #N/A
333 | N | - | - | - | - | - | #N/A | #N/A | #N/A | #N/A | #N/A | - | - | #N/A
334 | N | - | - | - | - | - | #N/A | #N/A | #N/A | #N/A | #N/A | - | - | #N/A
335 | N | - | - | - | - | - | #N/A | #N/A | #N/A | #N/A | #N/A | - | - | #N/A
336 | N | - | - | - | - | - | #N/A | #N/A | #N/A | #N/A | #N/A | - | - | #N/A
337 | N | - | - | - | - | - | #N/A | #N/A | #N/A | #N/A | #N/A | - | - | #N/A
338 | N | - | - | - | - | - | #N/A | #N/A | #N/A | #N/A | #N/A | - | - | #N/A
339 | N | - | - | - | - | - | #N/A | #N/A | #N/A | #N/A | #N/A | - | - | #N/A
340 | N | - | - | - | - | - | #N/A | #N/A | #N/A | #N/A | #N/A | - | - | #N/A
341 | N | - | - | - | - | - | #N/A | #N/A | #N/A | #N/A | #N/A | - | - | #N/A
342 | N | - | - | - | - | - | #N/A | #N/A | #N/A | #N/A | #N/A | - | - | #N/A
343 | N | - | - | - | - | - | #N/A | #N/A | #N/A | #N/A | #N/A | - | - | #N/A
344 | N | - | - | - | - | - | #N/A | #N/A | #N/A | #N/A | #N/A | - | - | #N/A
345 | N | - | - | - | - | - | #N/A | #N/A | #N/A | #N/A | #N/A | - | - | #N/A
346 | N | - | - | - | - | - | #N/A | #N/A | #N/A | #N/A | #N/A | - | - | #N/A
347 | N | - | - | - | - | - | #N/A | #N/A | #N/A | #N/A | #N/A | - | - | #N/A
348 | N | - | - | - | - | - | #N/A | #N/A | #N/A | #N/A | #N/A | - | - | #N/A
349 | N | - | - | - | - | - | #N/A | #N/A | #N/A | #N/A | #N/A | - | - | #N/A
350 | N | - | - | - | - | - | #N/A | #N/A | #N/A | #N/A | #N/A | - | - | #N/A
351 | N | - | - | - | - | - | #N/A | #N/A | #N/A | #N/A | #N/A | - | - | #N/A
352 | N | - | - | - | - | - | #N/A | #N/A | #N/A | #N/A | #N/A | - | - | #N/A
353 | N | - | - | - | - | - | #N/A | #N/A | #N/A | #N/A | #N/A | - | - | #N/A
354 | N | - | - | - | - | - | #N/A | #N/A | #N/A | #N/A | #N/A | - | - | #N/A
355 | N | - | - | - | - | - | #N/A | #N/A | #N/A | #N/A | #N/A | - | - | #N/A
356 | N | - | - | - | - | - | #N/A | #N/A | #N/A | #N/A | #N/A | - | - | #N/A
357 | N | - | - | - | - | - | #N/A | #N/A | #N/A | #N/A | #N/A | - | - | #N/A
358 | N | - | - | - | - | - | #N/A | #N/A | #N/A | #N/A | #N/A | - | - | #N/A
359 | N | - | - | - | - | - | #N/A | #N/A | #N/A | #N/A | #N/A | - | - | #N/A
360 | N | - | - | - | - | - | #N/A | #N/A | #N/A | #N/A | #N/A | - | - | #N/A
361 | N | - | - | - | - | - | #N/A | #N/A | #N/A | #N/A | #N/A | - | - | #N/A
362 | N | - | - | - | - | - | #N/A | #N/A | #N/A | #N/A | #N/A | - | - | #N/A
363 | N | - | - | - | - | - | #N/A | #N/A | #N/A | #N/A | #N/A | - | - | #N/A
364 | N | - | - | - | - | - | #N/A | #N/A | #N/A | #N/A | #N/A | - | - | #N/A
365 | N | - | - | - | - | - | #N/A | #N/A | #N/A | #N/A | #N/A | - | - | #N/A
366 | N | - | - | - | - | - | #N/A | #N/A | #N/A | #N/A | #N/A | - | - | #N/A
367 | N | - | - | - | - | - | #N/A | #N/A | #N/A | #N/A | #N/A | - | - | #N/A
368 | N | - | - | - | - | - | #N/A | #N/A | #N/A | #N/A | #N/A | - | - | #N/A
369 | N | - | - | - | - | - | #N/A | #N/A | #N/A | #N/A | #N/A | - | - | #N/A
370 | N | - | - | - | - | - | #N/A | #N/A | #N/A | #N/A | #N/A | - | - | #N/A
371 | N | - | - | - | - | - | #N/A | #N/A | #N/A | #N/A | #N/A | - | - | #N/A
372 | N | - | - | - | - | - | #N/A | #N/A | #N/A | #N/A | #N/A | - | - | #N/A
373 | N | - | - | - | - | - | #N/A | #N/A | #N/A | #N/A | #N/A | - | - | #N/A
374 | N | - | - | - | - | - | #N/A | #N/A | #N/A | #N/A | #N/A | - | - | #N/A
375 | N | - | - | - | - | - | #N/A | #N/A | #N/A | #N/A | #N/A | - | - | #N/A
376 | N | - | - | - | - | - | #N/A | #N/A | #N/A | #N/A | #N/A | - | - | #N/A
377 | N | - | - | - | - | - | #N/A | #N/A | #N/A | #N/A | #N/A | - | - | #N/A
378 | N | - | - | - | - | - | #N/A | #N/A | #N/A | #N/A | #N/A | - | - | #N/A
379 | N | - | - | - | - | - | #N/A | #N/A | #N/A | #N/A | #N/A | - | - | #N/A
380 | N | - | - | - | - | - | #N/A | #N/A | #N/A | #N/A | #N/A | - | - | #N/A
381 | N | - | - | - | - | - | #N/A | #N/A | #N/A | #N/A | #N/A | - | - | #N/A
382 | N | - | - | - | - | - | #N/A | #N/A | #N/A | #N/A | #N/A | - | - | #N/A
383 | N | - | - | - | - | - | #N/A | #N/A | #N/A | #N/A | #N/A | - | - | #N/A
384 | N | - | - | - | - | - | #N/A | #N/A | #N/A | #N/A | #N/A | - | - | #N/A
385 | N | - | - | - | - | - | #N/A | #N/A | #N/A | #N/A | #N/A | - | - | #N/A
386 | N | - | - | - | - | - | #N/A | #N/A | #N/A | #N/A | #N/A | - | - | #N/A
387 | N | - | - | - | - | - | #N/A | #N/A | #N/A | #N/A | #N/A | - | - | #N/A
388 | N | - | - | - | - | - | #N/A | #N/A | #N/A | #N/A | #N/A | - | - | #N/A
389 | N | - | - | - | - | - | #N/A | #N/A | #N/A | #N/A | #N/A | - | - | #N/A
390 | N | - | - | - | - | - | #N/A | #N/A | #N/A | #N/A | #N/A | - | - | #N/A
391 | N | - | - | - | - | - | #N/A | #N/A | #N/A | #N/A | #N/A | - | - | #N/A
392 | N | - | - | - | - | - | #N/A | #N/A | #N/A | #N/A | #N/A | - | - | #N/A
393 | N | - | - | - | - | - | #N/A | #N/A | #N/A | #N/A | #N/A | - | - | #N/A
394 | N | - | - | - | - | - | #N/A | #N/A | #N/A | #N/A | #N/A | - | - | #N/A
395 | N | - | - | - | - | - | #N/A | #N/A | #N/A | #N/A | #N/A | - | - | #N/A
396 | N | - | - | - | - | - | #N/A | #N/A | #N/A | #N/A | #N/A | - | - | #N/A
397 | N | - | - | - | - | - | #N/A | #N/A | #N/A | #N/A | #N/A | - | - | #N/A
398 | N | - | - | - | - | - | #N/A | #N/A | #N/A | #N/A | #N/A | - | - | #N/A
399 | N | - | - | - | - | - | #N/A | #N/A | #N/A | #N/A | #N/A | - | - | #N/A
400 | N | - | - | - | - | - | #N/A | #N/A | #N/A | #N/A | #N/A | - | - | #N/A
401 | N | - | - | - | - | - | #N/A | #N/A | #N/A | #N/A | #N/A | - | - | #N/A
402 | N | - | - | - | - | - | #N/A | #N/A | #N/A | #N/A | #N/A | - | - | #N/A
403 | N | - | - | - | - | - | #N/A | #N/A | #N/A | #N/A | #N/A | - | - | #N/A
404 | N | - | - | - | - | - | #N/A | #N/A | #N/A | #N/A | #N/A | - | - | #N/A
405 | N | - | - | - | - | - | #N/A | #N/A | #N/A | #N/A | #N/A | - | - | #N/A
406 | N | - | - | - | - | - | #N/A | #N/A | #N/A | #N/A | #N/A | - | - | #N/A
407 | N | - | - | - | - | - | #N/A | #N/A | #N/A | #N/A | #N/A | - | - | #N/A
408 | N | - | - | - | - | - | #N/A | #N/A | #N/A | #N/A | #N/A | - | - | #N/A
409 | N | - | - | - | - | - | #N/A | #N/A | #N/A | #N/A | #N/A | - | - | #N/A
410 | N | - | - | - | - | - | #N/A | #N/A | #N/A | #N/A | #N/A | - | - | #N/A
411 | N | - | - | - | - | - | #N/A | #N/A | #N/A | #N/A | #N/A | - | - | #N/A
412 | N | - | - | - | - | - | #N/A | #N/A | #N/A | #N/A | #N/A | - | - | #N/A
413 | N | - | - | - | - | - | #N/A | #N/A | #N/A | #N/A | #N/A | - | - | #N/A
414 | N | - | - | - | - | - | #N/A | #N/A | #N/A | #N/A | #N/A | - | - | #N/A
415 | N | - | - | - | - | - | #N/A | #N/A | #N/A | #N/A | #N/A | - | - | #N/A
416 | N | - | - | - | - | - | #N/A | #N/A | #N/A | #N/A | #N/A | - | - | #N/A
417 | N | - | - | - | - | - | #N/A | #N/A | #N/A | #N/A | #N/A | - | - | #N/A
418 | N | - | - | - | - | - | #N/A | #N/A | #N/A | #N/A | #N/A | - | - | #N/A
419 | N | - | - | - | - | - | #N/A | #N/A | #N/A | #N/A | #N/A | - | - | #N/A
420 | N | - | - | - | - | - | #N/A | #N/A | #N/A | #N/A | #N/A | - | - | #N/A
421 | N | - | - | - | - | - | #N/A | #N/A | #N/A | #N/A | #N/A | - | - | #N/A
422 | N | - | - | - | - | - | #N/A | #N/A | #N/A | #N/A | #N/A | - | - | #N/A
423 | N | - | - | - | - | - | #N/A | #N/A | #N/A | #N/A | #N/A | - | - | #N/A
424 | N | - | - | - | - | - | #N/A | #N/A | #N/A | #N/A | #N/A | - | - | #N/A
425 | N | - | - | - | - | - | #N/A | #N/A | #N/A | #N/A | #N/A | - | - | #N/A
426 | N | - | - | - | - | - | #N/A | #N/A | #N/A | #N/A | #N/A | - | - | #N/A
427 | N | - | - | - | - | - | #N/A | #N/A | #N/A | #N/A | #N/A | - | - | #N/A
428 | N | - | - | - | - | - | #N/A | #N/A | #N/A | #N/A | #N/A | - | - | #N/A
429 | N | - | - | - | - | - | #N/A | #N/A | #N/A | #N/A | #N/A | - | - | #N/A
430 | N | - | - | - | - | - | #N/A | #N/A | #N/A | #N/A | #N/A | - | - | #N/A
431 | N | - | - | - | - | - | #N/A | #N/A | #N/A | #N/A | #N/A | - | - | #N/A
432 | N | - | - | - | - | - | #N/A | #N/A | #N/A | #N/A | #N/A | - | - | #N/A
433 | N | - | - | - | - | - | #N/A | #N/A | #N/A | #N/A | #N/A | - | - | #N/A
434 | N | - | - | - | - | - | #N/A | #N/A | #N/A | #N/A | #N/A | - | - | #N/A
435 | N | - | - | - | - | - | #N/A | #N/A | #N/A | #N/A | #N/A | - | - | #N/A
436 | N | - | - | - | - | - | #N/A | #N/A | #N/A | #N/A | #N/A | - | - | #N/A
437 | N | - | - | - | - | - | #N/A | #N/A | #N/A | #N/A | #N/A | - | - | #N/A
438 | N | - | - | - | - | - | #N/A | #N/A | #N/A | #N/A | #N/A | - | - | #N/A
439 | N | - | - | - | - | - | #N/A | #N/A | #N/A | #N/A | #N/A | - | - | #N/A
440 | N | - | - | - | - | - | #N/A | #N/A | #N/A | #N/A | #N/A | - | - | #N/A
441 | N | - | - | - | - | - | #N/A | #N/A | #N/A | #N/A | #N/A | - | - | #N/A
442 | N | - | - | - | - | - | #N/A | #N/A | #N/A | #N/A | #N/A | - | - | #N/A
443 | N | - | - | - | - | - | #N/A | #N/A | #N/A | #N/A | #N/A | - | - | #N/A
444 | N | - | - | - | - | - | #N/A | #N/A | #N/A | #N/A | #N/A | - | - | #N/A
445 | N | - | - | - | - | - | #N/A | #N/A | #N/A | #N/A | #N/A | - | - | #N/A
446 | N | - | - | - | - | - | #N/A | #N/A | #N/A | #N/A | #N/A | - | - | #N/A
447 | N | - | - | - | - | - | #N/A | #N/A | #N/A | #N/A | #N/A | - | - | #N/A
448 | N | - | - | - | - | - | #N/A | #N/A | #N/A | #N/A | #N/A | - | - | #N/A
449 | N | - | - | - | - | - | #N/A | #N/A | #N/A | #N/A | #N/A | - | - | #N/A
450 | N | - | - | - | - | - | #N/A | #N/A | #N/A | #N/A | #N/A | - | - | #N/A
451 | N | - | - | - | - | - | #N/A | #N/A | #N/A | #N/A | #N/A | - | - | #N/A
452 | N | - | - | - | - | - | #N/A | #N/A | #N/A | #N/A | #N/A | - | - | #N/A
453 | N | - | - | - | - | - | #N/A | #N/A | #N/A | #N/A | #N/A | - | - | #N/A
454 | N | - | - | - | - | - | #N/A | #N/A | #N/A | #N/A | #N/A | - | - | #N/A
455 | N | - | - | - | - | - | #N/A | #N/A | #N/A | #N/A | #N/A | - | - | #N/A
456 | N | - | - | - | - | - | #N/A | #N/A | #N/A | #N/A | #N/A | - | - | #N/A
457 | N | - | - | - | - | - | #N/A | #N/A | #N/A | #N/A | #N/A | - | - | #N/A
458 | N | - | - | - | - | - | #N/A | #N/A | #N/A | #N/A | #N/A | - | - | #N/A
459 | N | - | - | - | - | - | #N/A | #N/A | #N/A | #N/A | #N/A | - | - | #N/A
460 | N | - | - | - | - | - | #N/A | #N/A | #N/A | #N/A | #N/A | - | - | #N/A
461 | N | - | - | - | - | - | #N/A | #N/A | #N/A | #N/A | #N/A | - | - | #N/A
462 | N | - | - | - | - | - | #N/A | #N/A | #N/A | #N/A | #N/A | - | - | #N/A
463 | N | - | - | - | - | - | #N/A | #N/A | #N/A | #N/A | #N/A | - | - | #N/A
464 | N | - | - | - | - | - | #N/A | #N/A | #N/A | #N/A | #N/A | - | - | #N/A
465 | N | - | - | - | - | - | #N/A | #N/A | #N/A | #N/A | #N/A | - | - | #N/A
466 | N | - | - | - | - | - | #N/A | #N/A | #N/A | #N/A | #N/A | - | - | #N/A
467 | N | - | - | - | - | - | #N/A | #N/A | #N/A | #N/A | #N/A | - | - | #N/A
468 | N | - | - | - | - | - | #N/A | #N/A | #N/A | #N/A | #N/A | - | - | #N/A
469 | N | - | - | - | - | - | #N/A | #N/A | #N/A | #N/A | #N/A | - | - | #N/A
470 | N | - | - | - | - | - | #N/A | #N/A | #N/A | #N/A | #N/A | - | - | #N/A
471 | N | - | - | - | - | - | #N/A | #N/A | #N/A | #N/A | #N/A | - | - | #N/A
472 | N | - | - | - | - | - | #N/A | #N/A | #N/A | #N/A | #N/A | - | - | #N/A
473 | N | - | - | - | - | - | #N/A | #N/A | #N/A | #N/A | #N/A | - | - | #N/A
474 | N | - | - | - | - | - | #N/A | #N/A | #N/A | #N/A | #N/A | - | - | #N/A
475 | N | - | - | - | - | - | #N/A | #N/A | #N/A | #N/A | #N/A | - | - | #N/A
476 | N | - | - | - | - | - | #N/A | #N/A | #N/A | #N/A | #N/A | - | - | #N/A
477 | N | - | - | - | - | - | #N/A | #N/A | #N/A | #N/A | #N/A | - | - | #N/A
478 | N | - | - | - | - | - | #N/A | #N/A | #N/A | #N/A | #N/A | - | - | #N/A
479 | N | - | - | - | - | - | #N/A | #N/A | #N/A | #N/A | #N/A | - | - | #N/A
480 | N | - | - | - | - | - | #N/A | #N/A | #N/A | #N/A | #N/A | - | - | #N/A
481 | N | - | - | - | - | - | #N/A | #N/A | #N/A | #N/A | #N/A | - | - | #N/A
482 | N | - | - | - | - | - | #N/A | #N/A | #N/A | #N/A | #N/A | - | - | #N/A
483 | N | - | - | - | - | - | #N/A | #N/A | #N/A | #N/A | #N/A | - | - | #N/A
484 | N | - | - | - | - | - | #N/A | #N/A | #N/A | #N/A | #N/A | - | - | #N/A
485 | N | - | - | - | - | - | #N/A | #N/A | #N/A | #N/A | #N/A | - | - | #N/A
486 | N | - | - | - | - | - | #N/A | #N/A | #N/A | #N/A | #N/A | - | - | #N/A
487 | N | - | - | - | - | - | #N/A | #N/A | #N/A | #N/A | #N/A | - | - | #N/A
488 | N | - | - | - | - | - | #N/A | #N/A | #N/A | #N/A | #N/A | - | - | #N/A
489 | N | - | - | - | - | - | #N/A | #N/A | #N/A | #N/A | #N/A | - | - | #N/A
490 | N | - | - | - | - | - | #N/A | #N/A | #N/A | #N/A | #N/A | - | - | #N/A
491 | N | - | - | - | - | - | #N/A | #N/A | #N/A | #N/A | #N/A | - | - | #N/A
492 | N | - | - | - | - | - | #N/A | #N/A | #N/A | #N/A | #N/A | - | - | #N/A
493 | N | - | - | - | - | - | #N/A | #N/A | #N/A | #N/A | #N/A | - | - | #N/A
494 | N | - | - | - | - | - | #N/A | #N/A | #N/A | #N/A | #N/A | - | - | #N/A
495 | N | - | - | - | - | - | #N/A | #N/A | #N/A | #N/A | #N/A | - | - | #N/A
496 | N | - | - | - | - | - | #N/A | #N/A | #N/A | #N/A | #N/A | - | - | #N/A
497 | N | - | - | - | - | - | #N/A | #N/A | #N/A | #N/A | #N/A | - | - | #N/A
498 | N | - | - | - | - | - | #N/A | #N/A | #N/A | #N/A | #N/A | - | - | #N/A
499 | N | - | - | - | - | - | #N/A | #N/A | #N/A | #N/A | #N/A | - | - | #N/A
500 | N | - | - | - | - | - | #N/A | #N/A | #N/A | #N/A | #N/A | - | - | #N/A
501 | N | - | - | - | - | - | #N/A | #N/A | #N/A | #N/A | #N/A | - | - | #N/A
502 | N | - | - | - | - | - | #N/A | #N/A | #N/A | #N/A | #N/A | - | - | #N/A
503 | N | - | - | - | - | - | #N/A | #N/A | #N/A | #N/A | #N/A | - | - | #N/A
504 | N | - | - | - | - | - | #N/A | #N/A | #N/A | #N/A | #N/A | - | - | #N/A
505 | N | - | - | - | - | - | #N/A | #N/A | #N/A | #N/A | #N/A | - | - | #N/A
506 | N | - | - | - | - | - | #N/A | #N/A | #N/A | #N/A | #N/A | - | - | #N/A
507 | N | - | - | - | - | - | #N/A | #N/A | #N/A | #N/A | #N/A | - | - | #N/A
508 | N | - | - | - | - | - | #N/A | #N/A | #N/A | #N/A | #N/A | - | - | #N/A
509 | N | - | - | - | - | - | #N/A | #N/A | #N/A | #N/A | #N/A | - | - | #N/A
510 | N | - | - | - | - | - | #N/A | #N/A | #N/A | #N/A | #N/A | - | - | #N/A
511 | N | - | - | - | - | - | #N/A | #N/A | #N/A | #N/A | #N/A | - | - | #N/A
512 | N | - | - | - | - | - | #N/A | #N/A | #N/A | #N/A | #N/A | - | - | #N/A
513 | N | - | - | - | - | - | #N/A | #N/A | #N/A | #N/A | #N/A | - | - | #N/A
514 | N | - | - | - | - | - | #N/A | #N/A | #N/A | #N/A | #N/A | - | - | #N/A
515 | N | - | - | - | - | - | #N/A | #N/A | #N/A | #N/A | #N/A | - | - | #N/A
516 | N | - | - | - | - | - | #N/A | #N/A | #N/A | #N/A | #N/A | - | - | #N/A
517 | N | - | - | - | - | - | #N/A | #N/A | #N/A | #N/A | #N/A | - | - | #N/A
518 | N | - | - | - | - | - | #N/A | #N/A | #N/A | #N/A | #N/A | - | - | #N/A
519 | N | - | - | - | - | - | #N/A | #N/A | #N/A | #N/A | #N/A | - | - | #N/A
520 | N | - | - | - | - | - | #N/A | #N/A | #N/A | #N/A | #N/A | - | - | #N/A
521 | N | - | - | - | - | - | #N/A | #N/A | #N/A | #N/A | #N/A | - | - | #N/A
522 | N | - | - | - | - | - | #N/A | #N/A | #N/A | #N/A | #N/A | - | - | #N/A
523 | N | - | - | - | - | - | #N/A | #N/A | #N/A | #N/A | #N/A | - | - | #N/A
524 | N | - | - | - | - | - | #N/A | #N/A | #N/A | #N/A | #N/A | - | - | #N/A
525 | N | - | - | - | - | - | #N/A | #N/A | #N/A | #N/A | #N/A | - | - | #N/A
526 | N | - | - | - | - | - | #N/A | #N/A | #N/A | #N/A | #N/A | - | - | #N/A
527 | N | - | - | - | - | - | #N/A | #N/A | #N/A | #N/A | #N/A | - | - | #N/A
528 | N | - | - | - | - | - | #N/A | #N/A | #N/A | #N/A | #N/A | - | - | #N/A
529 | N | - | - | - | - | - | #N/A | #N/A | #N/A | #N/A | #N/A | - | - | #N/A
530 | N | - | - | - | - | - | #N/A | #N/A | #N/A | #N/A | #N/A | - | - | #N/A
531 | N | - | - | - | - | - | #N/A | #N/A | #N/A | #N/A | #N/A | - | - | #N/A
532 | N | - | - | - | - | - | #N/A | #N/A | #N/A | #N/A | #N/A | - | - | #N/A
533 | N | - | - | - | - | - | #N/A | #N/A | #N/A | #N/A | #N/A | - | - | #N/A
534 | N | - | - | - | - | - | #N/A | #N/A | #N/A | #N/A | #N/A | - | - | #N/A
535 | N | - | - | - | - | - | #N/A | #N/A | #N/A | #N/A | #N/A | - | - | #N/A
536 | N | - | - | - | - | - | #N/A | #N/A | #N/A | #N/A | #N/A | - | - | #N/A
537 | N | - | - | - | - | - | #N/A | #N/A | #N/A | #N/A | #N/A | - | - | #N/A
538 | N | - | - | - | - | - | #N/A | #N/A | #N/A | #N/A | #N/A | - | - | #N/A
539 | N | - | - | - | - | - | #N/A | #N/A | #N/A | #N/A | #N/A | - | - | #N/A
540 | N | - | - | - | - | - | #N/A | #N/A | #N/A | #N/A | #N/A | - | - | #N/A
541 | N | - | - | - | - | - | #N/A | #N/A | #N/A | #N/A | #N/A | - | - | #N/A
542 | N | - | - | - | - | - | #N/A | #N/A | #N/A | #N/A | #N/A | - | - | #N/A
543 | N | - | - | - | - | - | #N/A | #N/A | #N/A | #N/A | #N/A | - | - | #N/A
544 | N | - | - | - | - | - | #N/A | #N/A | #N/A | #N/A | #N/A | - | - | #N/A
545 | N | - | - | - | - | - | #N/A | #N/A | #N/A | #N/A | #N/A | - | - | #N/A
546 | N | - | - | - | - | - | #N/A | #N/A | #N/A | #N/A | #N/A | - | - | #N/A
547 | N | - | - | - | - | - | #N/A | #N/A | #N/A | #N/A | #N/A | - | - | #N/A
548 | N | - | - | - | - | - | #N/A | #N/A | #N/A | #N/A | #N/A | - | - | #N/A
549 | N | - | - | - | - | - | #N/A | #N/A | #N/A | #N/A | #N/A | - | - | #N/A
550 | N | - | - | - | - | - | #N/A | #N/A | #N/A | #N/A | #N/A | - | - | #N/A
551 | N | - | - | - | - | - | #N/A | #N/A | #N/A | #N/A | #N/A | - | - | #N/A
552 | N | - | - | - | - | - | #N/A | #N/A | #N/A | #N/A | #N/A | - | - | #N/A
553 | N | - | - | - | - | - | #N/A | #N/A | #N/A | #N/A | #N/A | - | - | #N/A
554 | N | - | - | - | - | - | #N/A | #N/A | #N/A | #N/A | #N/A | - | - | #N/A
555 | N | - | - | - | - | - | #N/A | #N/A | #N/A | #N/A | #N/A | - | - | #N/A
556 | N | - | - | - | - | - | #N/A | #N/A | #N/A | #N/A | #N/A | - | - | #N/A
557 | N | - | - | - | - | - | #N/A | #N/A | #N/A | #N/A | #N/A | - | - | #N/A
558 | N | - | - | - | - | - | #N/A | #N/A | #N/A | #N/A | #N/A | - | - | #N/A
559 | N | - | - | - | - | - | #N/A | #N/A | #N/A | #N/A | #N/A | - | - | #N/A
560 | N | - | - | - | - | - | #N/A | #N/A | #N/A | #N/A | #N/A | - | - | #N/A
561 | N | - | - | - | - | - | #N/A | #N/A | #N/A | #N/A | #N/A | - | - | #N/A
562 | N | - | - | - | - | - | #N/A | #N/A | #N/A | #N/A | #N/A | - | - | #N/A
563 | N | - | - | - | - | - | #N/A | #N/A | #N/A | #N/A | #N/A | - | - | #N/A
564 | N | - | - | - | - | - | #N/A | #N/A | #N/A | #N/A | #N/A | - | - | #N/A
565 | N | - | - | - | - | - | #N/A | #N/A | #N/A | #N/A | #N/A | - | - | #N/A
566 | N | - | - | - | - | - | #N/A | #N/A | #N/A | #N/A | #N/A | - | - | #N/A
567 | N | - | - | - | - | - | #N/A | #N/A | #N/A | #N/A | #N/A | - | - | #N/A
568 | N | - | - | - | - | - | #N/A | #N/A | #N/A | #N/A | #N/A | - | - | #N/A
569 | N | - | - | - | - | - | #N/A | #N/A | #N/A | #N/A | #N/A | - | - | #N/A
570 | N | - | - | - | - | - | #N/A | #N/A | #N/A | #N/A | #N/A | - | - | #N/A
571 | N | - | - | - | - | - | #N/A | #N/A | #N/A | #N/A | #N/A | - | - | #N/A
572 | N | - | - | - | - | - | #N/A | #N/A | #N/A | #N/A | #N/A | - | - | #N/A
573 | N | - | - | - | - | - | #N/A | #N/A | #N/A | #N/A | #N/A | - | - | #N/A
574 | N | - | - | - | - | - | #N/A | #N/A | #N/A | #N/A | #N/A | - | - | #N/A
575 | N | - | - | - | - | - | #N/A | #N/A | #N/A | #N/A | #N/A | - | - | #N/A
576 | N | - | - | - | - | - | #N/A | #N/A | #N/A | #N/A | #N/A | - | - | #N/A
577 | N | - | - | - | - | - | #N/A | #N/A | #N/A | #N/A | #N/A | - | - | #N/A
578 | N | - | - | - | - | - | #N/A | #N/A | #N/A | #N/A | #N/A | - | - | #N/A
579 | N | - | - | - | - | - | #N/A | #N/A | #N/A | #N/A | #N/A | - | - | #N/A
580 | N | - | - | - | - | - | #N/A | #N/A | #N/A | #N/A | #N/A | - | - | #N/A
581 | N | - | - | - | - | - | #N/A | #N/A | #N/A | #N/A | #N/A | - | - | #N/A
582 | N | - | - | - | - | - | #N/A | #N/A | #N/A | #N/A | #N/A | - | - | #N/A
583 | N | - | - | - | - | - | #N/A | #N/A | #N/A | #N/A | #N/A | - | - | #N/A
584 | N | - | - | - | - | - | #N/A | #N/A | #N/A | #N/A | #N/A | - | - | #N/A
585 | N | - | - | - | - | - | #N/A | #N/A | #N/A | #N/A | #N/A | - | - | #N/A
586 | N | - | - | - | - | - | #N/A | #N/A | #N/A | #N/A | #N/A | - | - | #N/A
587 | N | - | - | - | - | - | #N/A | #N/A | #N/A | #N/A | #N/A | - | - | #N/A
588 | N | - | - | - | - | - | #N/A | #N/A | #N/A | #N/A | #N/A | - | - | #N/A
589 | N | - | - | - | - | - | #N/A | #N/A | #N/A | #N/A | #N/A | - | - | #N/A
590 | N | - | - | - | - | - | #N/A | #N/A | #N/A | #N/A | #N/A | - | - | #N/A
591 | N | - | - | - | - | - | #N/A | #N/A | #N/A | #N/A | #N/A | - | - | #N/A
592 | N | - | - | - | - | - | #N/A | #N/A | #N/A | #N/A | #N/A | - | - | #N/A
593 | N | - | - | - | - | - | #N/A | #N/A | #N/A | #N/A | #N/A | - | - | #N/A
594 | N | - | - | - | - | - | #N/A | #N/A | #N/A | #N/A | #N/A | - | - | #N/A
595 | N | - | - | - | - | - | #N/A | #N/A | #N/A | #N/A | #N/A | - | - | #N/A
596 | N | - | - | - | - | - | #N/A | #N/A | #N/A | #N/A | #N/A | - | - | #N/A
597 | N | - | - | - | - | - | #N/A | #N/A | #N/A | #N/A | #N/A | - | - | #N/A
598 | N | - | - | - | - | - | #N/A | #N/A | #N/A | #N/A | #N/A | - | - | #N/A
599 | N | - | - | - | - | - | #N/A | #N/A | #N/A | #N/A | #N/A | - | - | #N/A
600 | N | - | - | - | - | - | #N/A | #N/A | #N/A | #N/A | #N/A | - | - | #N/A
601 | N | - | - | - | - | - | #N/A | #N/A | #N/A | #N/A | #N/A | - | - | #N/A
602 | N | - | - | - | - | - | #N/A | #N/A | #N/A | #N/A | #N/A | - | - | #N/A
603 | N | - | - | - | - | - | #N/A | #N/A | #N/A | #N/A | #N/A | - | - | #N/A
604 | N | - | - | - | - | - | #N/A | #N/A | #N/A | #N/A | #N/A | - | - | #N/A
605 | N | - | - | - | - | - | #N/A | #N/A | #N/A | #N/A | #N/A | - | - | #N/A
606 | N | - | - | - | - | - | #N/A | #N/A | #N/A | #N/A | #N/A | - | - | #N/A
607 | N | - | - | - | - | - | #N/A | #N/A | #N/A | #N/A | #N/A | - | - | #N/A
608 | N | - | - | - | - | - | #N/A | #N/A | #N/A | #N/A | #N/A | - | - | #N/A
609 | N | - | - | - | - | - | #N/A | #N/A | #N/A | #N/A | #N/A | - | - | #N/A
610 | N | - | - | - | - | - | #N/A | #N/A | #N/A | #N/A | #N/A | - | - | #N/A
611 | N | - | - | - | - | - | #N/A | #N/A | #N/A | #N/A | #N/A | - | - | #N/A
612 | N | - | - | - | - | - | #N/A | #N/A | #N/A | #N/A | #N/A | - | - | #N/A
613 | N | - | - | - | - | - | #N/A | #N/A | #N/A | #N/A | #N/A | - | - | #N/A
614 | N | - | - | - | - | - | #N/A | #N/A | #N/A | #N/A | #N/A | - | - | #N/A
615 | N | - | - | - | - | - | #N/A | #N/A | #N/A | #N/A | #N/A | - | - | #N/A
616 | N | - | - | - | - | - | #N/A | #N/A | #N/A | #N/A | #N/A | - | - | #N/A
617 | N | - | - | - | - | - | #N/A | #N/A | #N/A | #N/A | #N/A | - | - | #N/A
618 | N | - | - | - | - | - | #N/A | #N/A | #N/A | #N/A | #N/A | - | - | #N/A
619 | N | - | - | - | - | - | #N/A | #N/A | #N/A | #N/A | #N/A | - | - | #N/A
620 | N | - | - | - | - | - | #N/A | #N/A | #N/A | #N/A | #N/A | - | - | #N/A
621 | N | - | - | - | - | - | #N/A | #N/A | #N/A | #N/A | #N/A | - | - | #N/A
622 | N | - | - | - | - | - | #N/A | #N/A | #N/A | #N/A | #N/A | - | - | #N/A
623 | N | - | - | - | - | - | #N/A | #N/A | #N/A | #N/A | #N/A | - | - | #N/A
624 | N | - | - | - | - | - | #N/A | #N/A | #N/A | #N/A | #N/A | - | - | #N/A
625 | N | - | - | - | - | - | #N/A | #N/A | #N/A | #N/A | #N/A | - | - | #N/A
626 | N | - | - | - | - | - | #N/A | #N/A | #N/A | #N/A | #N/A | - | - | #N/A
627 | N | - | - | - | - | - | #N/A | #N/A | #N/A | #N/A | #N/A | - | - | #N/A
628 | N | - | - | - | - | - | #N/A | #N/A | #N/A | #N/A | #N/A | - | - | #N/A
629 | N | - | - | - | - | - | #N/A | #N/A | #N/A | #N/A | #N/A | - | - | #N/A
630 | N | - | - | - | - | - | #N/A | #N/A | #N/A | #N/A | #N/A | - | - | #N/A
631 | N | - | - | - | - | - | #N/A | #N/A | #N/A | #N/A | #N/A | - | - | #N/A
632 | N | - | - | - | - | - | #N/A | #N/A | #N/A | #N/A | #N/A | - | - | #N/A
633 | N | - | - | - | - | - | #N/A | #N/A | #N/A | #N/A | #N/A | - | - | #N/A
634 | N | - | - | - | - | - | #N/A | #N/A | #N/A | #N/A | #N/A | - | - | #N/A
635 | N | - | - | - | - | - | #N/A | #N/A | #N/A | #N/A | #N/A | - | - | #N/A
636 | N | - | - | - | - | - | #N/A | #N/A | #N/A | #N/A | #N/A | - | - | #N/A
637 | N | - | - | - | - | - | #N/A | #N/A | #N/A | #N/A | #N/A | - | - | #N/A
638 | N | - | - | - | - | - | #N/A | #N/A | #N/A | #N/A | #N/A | - | - | #N/A
639 | N | - | - | - | - | - | #N/A | #N/A | #N/A | #N/A | #N/A | - | - | #N/A
640 | N | - | - | - | - | - | #N/A | #N/A | #N/A | #N/A | #N/A | - | - | #N/A
641 | N | - | - | - | - | - | #N/A | #N/A | #N/A | #N/A | #N/A | - | - | #N/A
642 | N | - | - | - | - | - | #N/A | #N/A | #N/A | #N/A | #N/A | - | - | #N/A
643 | N | - | - | - | - | - | #N/A | #N/A | #N/A | #N/A | #N/A | - | - | #N/A
644 | N | - | - | - | - | - | #N/A | #N/A | #N/A | #N/A | #N/A | - | - | #N/A
645 | N | - | - | - | - | - | #N/A | #N/A | #N/A | #N/A | #N/A | - | - | #N/A
646 | N | - | - | - | - | - | #N/A | #N/A | #N/A | #N/A | #N/A | - | - | #N/A
647 | N | - | - | - | - | - | #N/A | #N/A | #N/A | #N/A | #N/A | - | - | #N/A
648 | N | - | - | - | - | - | #N/A | #N/A | #N/A | #N/A | #N/A | - | - | #N/A
649 | N | - | - | - | - | - | #N/A | #N/A | #N/A | #N/A | #N/A | - | - | #N/A
650 | N | - | - | - | - | - | #N/A | #N/A | #N/A | #N/A | #N/A | - | - | #N/A
651 | N | - | - | - | - | - | #N/A | #N/A | #N/A | #N/A | #N/A | - | - | #N/A
652 | N | - | - | - | - | - | #N/A | #N/A | #N/A | #N/A | #N/A | - | - | #N/A
653 | N | - | - | - | - | - | #N/A | #N/A | #N/A | #N/A | #N/A | - | - | #N/A
654 | N | - | - | - | - | - | #N/A | #N/A | #N/A | #N/A | #N/A | - | - | #N/A
655 | N | - | - | - | - | - | #N/A | #N/A | #N/A | #N/A | #N/A | - | - | #N/A
656 | N | - | - | - | - | - | #N/A | #N/A | #N/A | #N/A | #N/A | - | - | #N/A
657 | N | - | - | - | - | - | #N/A | #N/A | #N/A | #N/A | #N/A | - | - | #N/A
658 | N | - | - | - | - | - | #N/A | #N/A | #N/A | #N/A | #N/A | - | - | #N/A
659 | N | - | - | - | - | - | #N/A | #N/A | #N/A | #N/A | #N/A | - | - | #N/A
660 | N | - | - | - | - | - | #N/A | #N/A | #N/A | #N/A | #N/A | - | - | #N/A
661 | N | - | - | - | - | - | #N/A | #N/A | #N/A | #N/A | #N/A | - | - | #N/A
662 | N | - | - | - | - | - | #N/A | #N/A | #N/A | #N/A | #N/A | - | - | #N/A
663 | N | - | - | - | - | - | #N/A | #N/A | #N/A | #N/A | #N/A | - | - | #N/A
664 | N | - | - | - | - | - | #N/A | #N/A | #N/A | #N/A | #N/A | - | - | #N/A
665 | N | - | - | - | - | - | #N/A | #N/A | #N/A | #N/A | #N/A | - | - | #N/A
666 | N | - | - | - | - | - | #N/A | #N/A | #N/A | #N/A | #N/A | - | - | #N/A
667 | N | - | - | - | - | - | #N/A | #N/A | #N/A | #N/A | #N/A | - | - | #N/A
668 | N | - | - | - | - | - | #N/A | #N/A | #N/A | #N/A | #N/A | - | - | #N/A
669 | N | - | - | - | - | - | #N/A | #N/A | #N/A | #N/A | #N/A | - | - | #N/A
670 | N | - | - | - | - | - | #N/A | #N/A | #N/A | #N/A | #N/A | - | - | #N/A
671 | N | - | - | - | - | - | #N/A | #N/A | #N/A | #N/A | #N/A | - | - | #N/A
672 | N | - | - | - | - | - | #N/A | #N/A | #N/A | #N/A | #N/A | - | - | #N/A
673 | N | - | - | - | - | - | #N/A | #N/A | #N/A | #N/A | #N/A | - | - | #N/A
674 | N | - | - | - | - | - | #N/A | #N/A | #N/A | #N/A | #N/A | - | - | #N/A
675 | N | - | - | - | - | - | #N/A | #N/A | #N/A | #N/A | #N/A | - | - | #N/A
676 | N | - | - | - | - | - | #N/A | #N/A | #N/A | #N/A | #N/A | - | - | #N/A
677 | N | - | - | - | - | - | #N/A | #N/A | #N/A | #N/A | #N/A | - | - | #N/A
678 | N | - | - | - | - | - | #N/A | #N/A | #N/A | #N/A | #N/A | - | - | #N/A
679 | N | - | - | - | - | - | #N/A | #N/A | #N/A | #N/A | #N/A | - | - | #N/A
680 | N | - | - | - | - | - | #N/A | #N/A | #N/A | #N/A | #N/A | - | - | #N/A
681 | N | - | - | - | - | - | #N/A | #N/A | #N/A | #N/A | #N/A | - | - | #N/A
682 | N | - | - | - | - | - | #N/A | #N/A | #N/A | #N/A | #N/A | - | - | #N/A
683 | N | - | - | - | - | - | #N/A | #N/A | #N/A | #N/A | #N/A | - | - | #N/A
684 | N | - | - | - | - | - | #N/A | #N/A | #N/A | #N/A | #N/A | - | - | #N/A
685 | N | - | - | - | - | - | #N/A | #N/A | #N/A | #N/A | #N/A | - | - | #N/A
686 | N | - | - | - | - | - | #N/A | #N/A | #N/A | #N/A | #N/A | - | - | #N/A
687 | N | - | - | - | - | - | #N/A | #N/A | #N/A | #N/A | #N/A | - | - | #N/A
688 | N | - | - | - | - | - | #N/A | #N/A | #N/A | #N/A | #N/A | - | - | #N/A
689 | N | - | - | - | - | - | #N/A | #N/A | #N/A | #N/A | #N/A | - | - | #N/A
690 | N | - | - | - | - | - | #N/A | #N/A | #N/A | #N/A | #N/A | - | - | #N/A
691 | N | - | - | - | - | - | #N/A | #N/A | #N/A | #N/A | #N/A | - | - | #N/A
692 | N | - | - | - | - | - | #N/A | #N/A | #N/A | #N/A | #N/A | - | - | #N/A
693 | N | - | - | - | - | - | #N/A | #N/A | #N/A | #N/A | #N/A | - | - | #N/A
694 | N | - | - | - | - | - | #N/A | #N/A | #N/A | #N/A | #N/A | - | - | #N/A
695 | N | - | - | - | - | - | #N/A | #N/A | #N/A | #N/A | #N/A | - | - | #N/A
696 | N | - | - | - | - | - | #N/A | #N/A | #N/A | #N/A | #N/A | - | - | #N/A
697 | N | - | - | - | - | - | #N/A | #N/A | #N/A | #N/A | #N/A | - | - | #N/A
698 | N | - | - | - | - | - | #N/A | #N/A | #N/A | #N/A | #N/A | - | - | #N/A
699 | N | - | - | - | - | - | #N/A | #N/A | #N/A | #N/A | #N/A | - | - | #N/A
700 | N | - | - | - | - | - | #N/A | #N/A | #N/A | #N/A | #N/A | - | - | #N/A
701 | N | - | - | - | - | - | #N/A | #N/A | #N/A | #N/A | #N/A | - | - | #N/A
702 | N | - | - | - | - | - | #N/A | #N/A | #N/A | #N/A | #N/A | - | - | #N/A
703 | N | - | - | - | - | - | #N/A | #N/A | #N/A | #N/A | #N/A | - | - | #N/A
704 | N | - | - | - | - | - | #N/A | #N/A | #N/A | #N/A | #N/A | - | - | #N/A
705 | N | - | - | - | - | - | #N/A | #N/A | #N/A | #N/A | #N/A | - | - | #N/A
706 | N | - | - | - | - | - | #N/A | #N/A | #N/A | #N/A | #N/A | - | - | #N/A
707 | N | - | - | - | - | - | #N/A | #N/A | #N/A | #N/A | #N/A | - | - | #N/A
708 | N | - | - | - | - | - | #N/A | #N/A | #N/A | #N/A | #N/A | - | - | #N/A
709 | N | - | - | - | - | - | #N/A | #N/A | #N/A | #N/A | #N/A | - | - | #N/A
710 | N | - | - | - | - | - | #N/A | #N/A | #N/A | #N/A | #N/A | - | - | #N/A
711 | N | - | - | - | - | - | #N/A | #N/A | #N/A | #N/A | #N/A | - | - | #N/A
712 | N | - | - | - | - | - | #N/A | #N/A | #N/A | #N/A | #N/A | - | - | #N/A
713 | N | - | - | - | - | - | #N/A | #N/A | #N/A | #N/A | #N/A | - | - | #N/A
714 | N | - | - | - | - | - | #N/A | #N/A | #N/A | #N/A | #N/A | - | - | #N/A
715 | N | - | - | - | - | - | #N/A | #N/A | #N/A | #N/A | #N/A | - | - | #N/A
716 | N | - | - | - | - | - | #N/A | #N/A | #N/A | #N/A | #N/A | - | - | #N/A
717 | N | - | - | - | - | - | #N/A | #N/A | #N/A | #N/A | #N/A | - | - | #N/A
718 | N | - | - | - | - | - | #N/A | #N/A | #N/A | #N/A | #N/A | - | - | #N/A
719 | N | - | - | - | - | - | #N/A | #N/A | #N/A | #N/A | #N/A | - | - | #N/A
720 | N | - | - | - | - | - | #N/A | #N/A | #N/A | #N/A | #N/A | - | - | #N/A
721 | N | - | - | - | - | - | #N/A | #N/A | #N/A | #N/A | #N/A | - | - | #N/A
722 | N | - | - | - | - | - | #N/A | #N/A | #N/A | #N/A | #N/A | - | - | #N/A
723 | N | - | - | - | - | - | #N/A | #N/A | #N/A | #N/A | #N/A | - | - | #N/A
724 | N | - | - | - | - | - | #N/A | #N/A | #N/A | #N/A | #N/A | - | - | #N/A
725 | N | - | - | - | - | - | #N/A | #N/A | #N/A | #N/A | #N/A | - | - | #N/A
726 | N | - | - | - | - | - | #N/A | #N/A | #N/A | #N/A | #N/A | - | - | #N/A
727 | N | - | - | - | - | - | #N/A | #N/A | #N/A | #N/A | #N/A | - | - | #N/A
728 | N | - | - | - | - | - | #N/A | #N/A | #N/A | #N/A | #N/A | - | - | #N/A
729 | N | - | - | - | - | - | #N/A | #N/A | #N/A | #N/A | #N/A | - | - | #N/A
730 | N | - | - | - | - | - | #N/A | #N/A | #N/A | #N/A | #N/A | - | - | #N/A
731 | N | - | - | - | - | - | #N/A | #N/A | #N/A | #N/A | #N/A | - | - | #N/A
732 | N | - | - | - | - | - | #N/A | #N/A | #N/A | #N/A | #N/A | - | - | #N/A
733 | N | - | - | - | - | - | #N/A | #N/A | #N/A | #N/A | #N/A | - | - | #N/A
734 | N | - | - | - | - | - | #N/A | #N/A | #N/A | #N/A | #N/A | - | - | #N/A
735 | N | - | - | - | - | - | #N/A | #N/A | #N/A | #N/A | #N/A | - | - | #N/A
736 | N | - | - | - | - | - | #N/A | #N/A | #N/A | #N/A | #N/A | - | - | #N/A
737 | N | - | - | - | - | - | #N/A | #N/A | #N/A | #N/A | #N/A | - | - | #N/A
738 | N | - | - | - | - | - | #N/A | #N/A | #N/A | #N/A | #N/A | - | - | #N/A
739 | N | - | - | - | - | - | #N/A | #N/A | #N/A | #N/A | #N/A | - | - | #N/A
740 | N | - | - | - | - | - | #N/A | #N/A | #N/A | #N/A | #N/A | - | - | #N/A
741 | N | - | - | - | - | - | #N/A | #N/A | #N/A | #N/A | #N/A | - | - | #N/A
742 | N | - | - | - | - | - | #N/A | #N/A | #N/A | #N/A | #N/A | - | - | #N/A
743 | N | - | - | - | - | - | #N/A | #N/A | #N/A | #N/A | #N/A | - | - | #N/A
744 | N | - | - | - | - | - | #N/A | #N/A | #N/A | #N/A | #N/A | - | - | #N/A
745 | N | - | - | - | - | - | #N/A | #N/A | #N/A | #N/A | #N/A | - | - | #N/A
746 | N | - | - | - | - | - | #N/A | #N/A | #N/A | #N/A | #N/A | - | - | #N/A
747 | N | - | - | - | - | - | #N/A | #N/A | #N/A | #N/A | #N/A | - | - | #N/A
748 | N | - | - | - | - | - | #N/A | #N/A | #N/A | #N/A | #N/A | - | - | #N/A
749 | N | - | - | - | - | - | #N/A | #N/A | #N/A | #N/A | #N/A | - | - | #N/A
750 | N | - | - | - | - | - | #N/A | #N/A | #N/A | #N/A | #N/A | - | - | #N/A
751 | N | - | - | - | - | - | #N/A | #N/A | #N/A | #N/A | #N/A | - | - | #N/A
752 | N | - | - | - | - | - | #N/A | #N/A | #N/A | #N/A | #N/A | - | - | #N/A
753 | N | - | - | - | - | - | #N/A | #N/A | #N/A | #N/A | #N/A | - | - | #N/A
754 | N | - | - | - | - | - | #N/A | #N/A | #N/A | #N/A | #N/A | - | - | #N/A
755 | N | - | - | - | - | - | #N/A | #N/A | #N/A | #N/A | #N/A | - | - | #N/A
756 | N | - | - | - | - | - | #N/A | #N/A | #N/A | #N/A | #N/A | - | - | #N/A
757 | N | - | - | - | - | - | #N/A | #N/A | #N/A | #N/A | #N/A | - | - | #N/A
758 | N | - | - | - | - | - | #N/A | #N/A | #N/A | #N/A | #N/A | - | - | #N/A
759 | N | - | - | - | - | - | #N/A | #N/A | #N/A | #N/A | #N/A | - | - | #N/A
760 | N | - | - | - | - | - | #N/A | #N/A | #N/A | #N/A | #N/A | - | - | #N/A
761 | N | - | - | - | - | - | #N/A | #N/A | #N/A | #N/A | #N/A | - | - | #N/A
762 | N | - | - | - | - | - | #N/A | #N/A | #N/A | #N/A | #N/A | - | - | #N/A
763 | N | - | - | - | - | - | #N/A | #N/A | #N/A | #N/A | #N/A | - | - | #N/A
764 | N | - | - | - | - | - | #N/A | #N/A | #N/A | #N/A | #N/A | - | - | #N/A
765 | N | - | - | - | - | - | #N/A | #N/A | #N/A | #N/A | #N/A | - | - | #N/A
766 | N | - | - | - | - | - | #N/A | #N/A | #N/A | #N/A | #N/A | - | - | #N/A
767 | N | - | - | - | - | - | #N/A | #N/A | #N/A | #N/A | #N/A | - | - | #N/A
768 | N | - | - | - | - | - | #N/A | #N/A | #N/A | #N/A | #N/A | - | - | #N/A
769 | N | - | - | - | - | - | #N/A | #N/A | #N/A | #N/A | #N/A | - | - | #N/A
770 | N | - | - | - | - | - | #N/A | #N/A | #N/A | #N/A | #N/A | - | - | #N/A
771 | N | - | - | - | - | - | #N/A | #N/A | #N/A | #N/A | #N/A | - | - | #N/A
772 | N | - | - | - | - | - | #N/A | #N/A | #N/A | #N/A | #N/A | - | - | #N/A
773 | N | - | - | - | - | - | #N/A | #N/A | #N/A | #N/A | #N/A | - | - | #N/A
774 | N | - | - | - | - | - | #N/A | #N/A | #N/A | #N/A | #N/A | - | - | #N/A
775 | N | - | - | - | - | - | #N/A | #N/A | #N/A | #N/A | #N/A | - | - | #N/A
776 | N | - | - | - | - | - | #N/A | #N/A | #N/A | #N/A | #N/A | - | - | #N/A
777 | N | - | - | - | - | - | #N/A | #N/A | #N/A | #N/A | #N/A | - | - | #N/A
778 | N | - | - | - | - | - | #N/A | #N/A | #N/A | #N/A | #N/A | - | - | #N/A
779 | N | - | - | - | - | - | #N/A | #N/A | #N/A | #N/A | #N/A | - | - | #N/A
780 | N | - | - | - | - | - | #N/A | #N/A | #N/A | #N/A | #N/A | - | - | #N/A
781 | N | - | - | - | - | - | #N/A | #N/A | #N/A | #N/A | #N/A | - | - | #N/A
782 | N | - | - | - | - | - | #N/A | #N/A | #N/A | #N/A | #N/A | - | - | #N/A
783 | N | - | - | - | - | - | #N/A | #N/A | #N/A | #N/A | #N/A | - | - | #N/A
784 | N | - | - | - | - | - | #N/A | #N/A | #N/A | #N/A | #N/A | - | - | #N/A
785 | N | - | - | - | - | - | #N/A | #N/A | #N/A | #N/A | #N/A | - | - | #N/A
786 | N | - | - | - | - | - | #N/A | #N/A | #N/A | #N/A | #N/A | - | - | #N/A
787 | N | - | - | - | - | - | #N/A | #N/A | #N/A | #N/A | #N/A | - | - | #N/A
788 | N | - | - | - | - | - | #N/A | #N/A | #N/A | #N/A | #N/A | - | - | #N/A
789 | N | - | - | - | - | - | #N/A | #N/A | #N/A | #N/A | #N/A | - | - | #N/A
790 | N | - | - | - | - | - | #N/A | #N/A | #N/A | #N/A | #N/A | - | - | #N/A
791 | N | - | - | - | - | - | #N/A | #N/A | #N/A | #N/A | #N/A | - | - | #N/A
792 | N | - | - | - | - | - | #N/A | #N/A | #N/A | #N/A | #N/A | - | - | #N/A
793 | N | - | - | - | - | - | #N/A | #N/A | #N/A | #N/A | #N/A | - | - | #N/A
794 | N | - | - | - | - | - | #N/A | #N/A | #N/A | #N/A | #N/A | - | - | #N/A
795 | N | - | - | - | - | - | #N/A | #N/A | #N/A | #N/A | #N/A | - | - | #N/A
796 | N | - | - | - | - | - | #N/A | #N/A | #N/A | #N/A | #N/A | - | - | #N/A
797 | N | - | - | - | - | - | #N/A | #N/A | #N/A | #N/A | #N/A | - | - | #N/A
798 | N | - | - | - | - | - | #N/A | #N/A | #N/A | #N/A | #N/A | - | - | #N/A
799 | N | - | - | - | - | - | #N/A | #N/A | #N/A | #N/A | #N/A | - | - | #N/A
800 | N | - | - | - | - | - | #N/A | #N/A | #N/A | #N/A | #N/A | - | - | #N/A
801 | N | - | - | - | - | - | #N/A | #N/A | #N/A | #N/A | #N/A | - | - | #N/A
802 | N | - | - | - | - | - | #N/A | #N/A | #N/A | #N/A | #N/A | - | - | #N/A
803 | N | - | - | - | - | - | #N/A | #N/A | #N/A | #N/A | #N/A | - | - | #N/A
804 | N | - | - | - | - | - | #N/A | #N/A | #N/A | #N/A | #N/A | - | - | #N/A
805 | N | - | - | - | - | - | #N/A | #N/A | #N/A | #N/A | #N/A | - | - | #N/A
806 | N | - | - | - | - | - | #N/A | #N/A | #N/A | #N/A | #N/A | - | - | #N/A
807 | N | - | - | - | - | - | #N/A | #N/A | #N/A | #N/A | #N/A | - | - | #N/A
808 | N | - | - | - | - | - | #N/A | #N/A | #N/A | #N/A | #N/A | - | - | #N/A
809 | N | - | - | - | - | - | #N/A | #N/A | #N/A | #N/A | #N/A | - | - | #N/A
810 | N | - | - | - | - | - | #N/A | #N/A | #N/A | #N/A | #N/A | - | - | #N/A
811 | N | - | - | - | - | - | #N/A | #N/A | #N/A | #N/A | #N/A | - | - | #N/A
812 | N | - | - | - | - | - | #N/A | #N/A | #N/A | #N/A | #N/A | - | - | #N/A
813 | N | - | - | - | - | - | #N/A | #N/A | #N/A | #N/A | #N/A | - | - | #N/A
814 | N | - | - | - | - | - | #N/A | #N/A | #N/A | #N/A | #N/A | - | - | #N/A
815 | N | - | - | - | - | - | #N/A | #N/A | #N/A | #N/A | #N/A | - | - | #N/A
816 | N | - | - | - | - | - | #N/A | #N/A | #N/A | #N/A | #N/A | - | - | #N/A
817 | N | - | - | - | - | - | #N/A | #N/A | #N/A | #N/A | #N/A | - | - | #N/A
818 | N | - | - | - | - | - | #N/A | #N/A | #N/A | #N/A | #N/A | - | - | #N/A
819 | N | - | - | - | - | - | #N/A | #N/A | #N/A | #N/A | #N/A | - | - | #N/A
820 | N | - | - | - | - | - | #N/A | #N/A | #N/A | #N/A | #N/A | - | - | #N/A
821 | N | - | - | - | - | - | #N/A | #N/A | #N/A | #N/A | #N/A | - | - | #N/A
822 | N | - | - | - | - | - | #N/A | #N/A | #N/A | #N/A | #N/A | - | - | #N/A
823 | N | - | - | - | - | - | #N/A | #N/A | #N/A | #N/A | #N/A | - | - | #N/A
824 | N | - | - | - | - | - | #N/A | #N/A | #N/A | #N/A | #N/A | - | - | #N/A
825 | N | - | - | - | - | - | #N/A | #N/A | #N/A | #N/A | #N/A | - | - | #N/A
826 | N | - | - | - | - | - | #N/A | #N/A | #N/A | #N/A | #N/A | - | - | #N/A
827 | N | - | - | - | - | - | #N/A | #N/A | #N/A | #N/A | #N/A | - | - | #N/A
828 | N | - | - | - | - | - | #N/A | #N/A | #N/A | #N/A | #N/A | - | - | #N/A
829 | N | - | - | - | - | - | #N/A | #N/A | #N/A | #N/A | #N/A | - | - | #N/A
830 | N | - | - | - | - | - | #N/A | #N/A | #N/A | #N/A | #N/A | - | - | #N/A
831 | N | - | - | - | - | - | #N/A | #N/A | #N/A | #N/A | #N/A | - | - | #N/A
832 | N | - | - | - | - | - | #N/A | #N/A | #N/A | #N/A | #N/A | - | - | #N/A
833 | N | - | - | - | - | - | #N/A | #N/A | #N/A | #N/A | #N/A | - | - | #N/A
834 | N | - | - | - | - | - | #N/A | #N/A | #N/A | #N/A | #N/A | - | - | #N/A
835 | N | - | - | - | - | - | #N/A | #N/A | #N/A | #N/A | #N/A | - | - | #N/A
836 | N | - | - | - | - | - | #N/A | #N/A | #N/A | #N/A | #N/A | - | - | #N/A
837 | N | - | - | - | - | - | #N/A | #N/A | #N/A | #N/A | #N/A | - | - | #N/A
838 | N | - | - | - | - | - | #N/A | #N/A | #N/A | #N/A | #N/A | - | - | #N/A
839 | N | - | - | - | - | - | #N/A | #N/A | #N/A | #N/A | #N/A | - | - | #N/A
840 | N | - | - | - | - | - | #N/A | #N/A | #N/A | #N/A | #N/A | - | - | #N/A
841 | N | - | - | - | - | - | #N/A | #N/A | #N/A | #N/A | #N/A | - | - | #N/A
842 | N | - | - | - | - | - | #N/A | #N/A | #N/A | #N/A | #N/A | - | - | #N/A
843 | N | - | - | - | - | - | #N/A | #N/A | #N/A | #N/A | #N/A | - | - | #N/A
844 | N | - | - | - | - | - | #N/A | #N/A | #N/A | #N/A | #N/A | - | - | #N/A
845 | N | - | - | - | - | - | #N/A | #N/A | #N/A | #N/A | #N/A | - | - | #N/A
846 | N | - | - | - | - | - | #N/A | #N/A | #N/A | #N/A | #N/A | - | - | #N/A
847 | N | - | - | - | - | - | #N/A | #N/A | #N/A | #N/A | #N/A | - | - | #N/A
848 | N | - | - | - | - | - | #N/A | #N/A | #N/A | #N/A | #N/A | - | - | #N/A
849 | N | - | - | - | - | - | #N/A | #N/A | #N/A | #N/A | #N/A | - | - | #N/A
850 | N | - | - | - | - | - | #N/A | #N/A | #N/A | #N/A | #N/A | - | - | #N/A
851 | N | - | - | - | - | - | #N/A | #N/A | #N/A | #N/A | #N/A | - | - | #N/A
852 | N | - | - | - | - | - | #N/A | #N/A | #N/A | #N/A | #N/A | - | - | #N/A
853 | N | - | - | - | - | - | #N/A | #N/A | #N/A | #N/A | #N/A | - | - | #N/A
854 | N | - | - | - | - | - | #N/A | #N/A | #N/A | #N/A | #N/A | - | - | #N/A
855 | N | - | - | - | - | - | #N/A | #N/A | #N/A | #N/A | #N/A | - | - | #N/A
856 | N | - | - | - | - | - | #N/A | #N/A | #N/A | #N/A | #N/A | - | - | #N/A
857 | N | - | - | - | - | - | #N/A | #N/A | #N/A | #N/A | #N/A | - | - | #N/A
858 | N | - | - | - | - | - | #N/A | #N/A | #N/A | #N/A | #N/A | - | - | #N/A
859 | N | - | - | - | - | - | #N/A | #N/A | #N/A | #N/A | #N/A | - | - | #N/A
860 | N | - | - | - | - | - | #N/A | #N/A | #N/A | #N/A | #N/A | - | - | #N/A
861 | N | - | - | - | - | - | #N/A | #N/A | #N/A | #N/A | #N/A | - | - | #N/A
862 | N | - | - | - | - | - | #N/A | #N/A | #N/A | #N/A | #N/A | - | - | #N/A
863 | N | - | - | - | - | - | #N/A | #N/A | #N/A | #N/A | #N/A | - | - | #N/A
864 | N | - | - | - | - | - | #N/A | #N/A | #N/A | #N/A | #N/A | - | - | #N/A
865 | N | - | - | - | - | - | #N/A | #N/A | #N/A | #N/A | #N/A | - | - | #N/A
866 | N | - | - | - | - | - | #N/A | #N/A | #N/A | #N/A | #N/A | - | - | #N/A
867 | N | - | - | - | - | - | #N/A | #N/A | #N/A | #N/A | #N/A | - | - | #N/A
868 | N | - | - | - | - | - | #N/A | #N/A | #N/A | #N/A | #N/A | - | - | #N/A
869 | N | - | - | - | - | - | #N/A | #N/A | #N/A | #N/A | #N/A | - | - | #N/A
870 | N | - | - | - | - | - | #N/A | #N/A | #N/A | #N/A | #N/A | - | - | #N/A
871 | N | - | - | - | - | - | #N/A | #N/A | #N/A | #N/A | #N/A | - | - | #N/A
872 | N | - | - | - | - | - | #N/A | #N/A | #N/A | #N/A | #N/A | - | - | #N/A
873 | N | - | - | - | - | - | #N/A | #N/A | #N/A | #N/A | #N/A | - | - | #N/A
874 | N | - | - | - | - | - | #N/A | #N/A | #N/A | #N/A | #N/A | - | - | #N/A
875 | N | - | - | - | - | - | #N/A | #N/A | #N/A | #N/A | #N/A | - | - | #N/A
876 | N | - | - | - | - | - | #N/A | #N/A | #N/A | #N/A | #N/A | - | - | #N/A
877 | N | - | - | - | - | - | #N/A | #N/A | #N/A | #N/A | #N/A | - | - | #N/A
878 | N | - | - | - | - | - | #N/A | #N/A | #N/A | #N/A | #N/A | - | - | #N/A
879 | N | - | - | - | - | - | #N/A | #N/A | #N/A | #N/A | #N/A | - | - | #N/A
880 | N | - | - | - | - | - | #N/A | #N/A | #N/A | #N/A | #N/A | - | - | #N/A
881 | N | - | - | - | - | - | #N/A | #N/A | #N/A | #N/A | #N/A | - | - | #N/A
882 | N | - | - | - | - | - | #N/A | #N/A | #N/A | #N/A | #N/A | - | - | #N/A
883 | N | - | - | - | - | - | #N/A | #N/A | #N/A | #N/A | #N/A | - | - | #N/A
884 | N | - | - | - | - | - | #N/A | #N/A | #N/A | #N/A | #N/A | - | - | #N/A
885 | N | - | - | - | - | - | #N/A | #N/A | #N/A | #N/A | #N/A | - | - | #N/A
886 | N | - | - | - | - | - | #N/A | #N/A | #N/A | #N/A | #N/A | - | - | #N/A
887 | N | - | - | - | - | - | #N/A | #N/A | #N/A | #N/A | #N/A | - | - | #N/A
888 | Too long | - | - | - | - | - | #N/A | #N/A | #N/A | #N/A | #N/A | - | - | #N/A
889 | Too long | - | - | - | - | - | #N/A | #N/A | #N/A | #N/A | #N/A | - | - | #N/A

## ERCOT Corrections
# | Date | Who | What
1 | 2011-10-11 | bpalmintier | Sam Rayburn has two facility codes in the gen list, but only one in plant list. A unique code is used for hydro. So hydro plant have manual re-name
2 | 2011-10-12 | bpalmintier | Combined CCGT units
3 | 2011-10-12 | bpalmintier | Added a steam portion of the second CCGT at Colorado Bend that shows up in EPA Emissions Data from 2009
4 | 2011-10-12 | bpalmintier | Combined Wind facilities

## Fuels
References: | eGrid codes |  | (eGRID2010) TECHNICAL SUPPORT DOCUMENT
Primary Fuel Name Cross Reference & filter calculations
|  |  | Use if > | 0.25 | MW
eGrid | Bryan | Use | Description | Total capacity: Master Gens for this fuel type for which the plant is in the plant list (MW) | Total capacity: eGrid Plants for this fuel type for which the plant is in the plant list (MW) | Total Energy: eGrid Plants for this fuel type for which the plant is in the plant list (GWh)
AB | waste | FALSE | Agricultural byproduct | 0.0075 | #REF! | #REF!
BFG |  | FALSE | Blast furnace gas | 0 | #REF! | #REF!
BIT | coal_bit | FALSE | Bituminous coal | 0 | #REF! | #REF!
BLQ | waste | FALSE | Black liquor from paper production | 0 | #REF! | #REF!
DFO | oil_2 | FALSE | Distillate fuel oil, light fuel oil, FO2, diesel oil | 0.0519 | #REF! | #REF!
DG | bio | FALSE | Digester gas (other biomass gas) | 0.0106 | #REF! | #REF!
GEO |  | FALSE | Geothermal | 0 | #REF! | #REF!
JF |  | FALSE | Jet fuel | 0 | #REF! | #REF!
KER |  | FALSE | Kerosene | 0 | #REF! | #REF!
LFG | waste | FALSE | Landfill gas | 0.0538 | #REF! | #REF!
LIG | coal_lig | TRUE | Lignite coal | 8.746 | #REF! | #REF!
MSB |  | FALSE | Municipal solid waste biomass component | 0 | #REF! | #REF!
NG | ng | TRUE | Natural gas | 66.6046 | #REF! | #REF!
NUC | u235 | TRUE | Nuclear materiel | 5.1386 | #REF! | #REF!
OBL | bio | FALSE | Other biomass liquid | 0.0048 | #REF! | #REF!
OBS |  | FALSE | Other biomass solid | 0 | #REF! | #REF!
OG | waste | FALSE | Other gas | 0.2341 | #REF! | #REF!
OTH | other | FALSE | Other unknown | 0.0075 | #REF! | #REF!
PC | oil_coke | FALSE | Petroleum coke | 0.2036 | #REF! | #REF!
PUR | steam | FALSE | Purchased steam | 0.182 | #REF! | #REF!
RFO | oil_resid | FALSE | Residual fuel oil, heavy fuel oil, petroleum | 0 | #REF! | #REF!
SC |  | FALSE | Synthetic coal (syncoal) | 0 | #REF! | #REF!
SUB | coal_sub | TRUE | Subbituminous coal | 8.4793 | #REF! | #REF!
SUN | sun | FALSE | Solar | 0 | #REF! | #REF!
TDF |  | FALSE | Tire-derived fuel | 0 | #REF! | #REF!
WAT | water | TRUE | Water | 0.5182 | #REF! | #REF!
WC |  | FALSE | Waste coal | 0 | #REF! | #REF!
WDL |  | FALSE | Wood, Wood waste liquid | 0 | #REF! | #REF!
WDS | waste | FALSE | Wood, Wood waste solid | 0 | #REF! | #REF!
WH | waste | FALSE | Waste heat | 0.0463 | #REF! | #REF!
WND | wind | TRUE | Wind | 0.5 | #REF! | #REF!
WO |  | FALSE | Waste oil | 0 | #REF! | #REF!
Insert Spacer
| Total |  |  | 90.7888 | #REF! | #REF!
| Filtered Total |  |  | 89.9867 | #REF! | #REF!
| eliminated |  |  | 0.8835% | #REF! | #REF!
Note on E6: Bryan Palmintier: Enter on Gen Filter Tab

## Prime Movers
References: | eGrid codes |  |  | (eGRID2010) TECHNICAL SUPPORT DOCUMENT
Prime Mover Name Cross Reference
eGrid | Bryan | Use | Description | Total capacity: Unfiltered gens matching plant list (GW) | Capacity % | # Gens (unfiltered matching plant list) | Average Size (GW)
BT | binary | TRUE | Binary cycle turbine (geothermal) | #REF! | #REF! | #REF! | #REF!
CA | cc_st_part | TRUE | Combined cycle steam turbine | #REF! | #REF! | #REF! | #REF!
CC | cc | TRUE | Combined cycle - total unit | #REF! | #REF! | #REF! | #REF!
CE | caes | TRUE | Compressed air energy storage | #REF! | #REF! | #REF! | #REF!
CS | cc | TRUE | Combined cycle - single shaft | #REF! | #REF! | #REF! | #REF!
CT | cc_ct_part | TRUE | Combined cycle combustion turbine | #REF! | #REF! | #REF! | #REF!
FC | fc | TRUE | Fuel cell | #REF! | #REF! | #REF! | #REF!
GT | gt | TRUE | Combustion (gas) turbine | #REF! | #REF! | #REF! | #REF!
HY |  | TRUE | Hydraulic turbine | #REF! | #REF! | #REF! | #REF!
IC | ic | TRUE | Internal combustion (diesel) | #REF! | #REF! | #REF! | #REF!
OT | gt | TRUE | Other turbine | #REF! | #REF! | #REF! | #REF!
PS | ps | TRUE | Hydraulic turbine - reversible (pumped storage) | #REF! | #REF! | #REF! | #REF!
PV | pv | TRUE | Photovoltaic | #REF! | #REF! | #REF! | #REF!
ST | st | TRUE | Steam turbine (boiler, nuclear, geothermal) | #REF! | #REF! | #REF! | #REF!
WT |  | TRUE | Wind turbine | #REF! | #REF! | #REF! | #REF!
Insert Spacer
| Total |  |  | #REF! | #REF! | #REF!
Note on B16: Bryan Palmintier: Leave blank b/c we don't want a prime mover tag on hydro
Note on B22: Bryan Palmintier: Leave blank b/c we don't want a prime mover tag on hydro

## Parameters
Maximum # of units per plant in data | 10 | Used to limit scope of searches for mixed configuration plants